## Table3.5_Register
Sym | Group | Design variable (unit) | n | Baseline (L0) | Discrete levels | Realization | ECF source | Sim¹ | Opt²
P1 | Opaque envelope | Wall U-value (W/m²·K) | 5 | 1.073 | {1.07, 0.64, 0.46, 0.36, 0.29} | EPS ETICS 0/25/50/75/100 mm | EC1 | ✓ | ✓
P2 | Opaque envelope | Roof U-value (W/m²·K) | 5 | 0.221 | {0.22, 0.19, 0.17, 0.16, 0.14} | EPS board 0/25/50/75/100 mm | EC1 | ✓ | ✓
P3 | Cool roof | Solar reflectance (–) | 4 | 0.55 | {0.55, 0.63, 0.70, 0.77} | Reflective coating (a = 1−ρ) | EC2 | ✓ | ✓
P4 | Glazing envelope | Glazing U & SHGC (paired) | 5 | U 2.862 / SHGC 0.219 / VT 0.241 | SHGC {0.219,0.19,0.17,0.15,0.13}; U {2.86,1.60,1.50,1.50,1.50}; VT {0.241,0.27,0.24,0.20,0.17} | Spectrally-selective IGU (paired U·SHGC·VT), double argon | EC7 | ✓ | ✓
P5 | Active – HVAC | DX cooling COP (–) | 5 | 3.4 | {3.40, 3.65, 3.90, 4.15, 4.40} | Air-cooled packaged DX swap; gross COP (EER 10.1→13.1) | n/a | ✓ | ✓
P6 | Active – HVAC | Cooling setpoint (°C) | 5 | 24 | {24.0, 24.5, 25.0, 25.5, 26.0} | Occupied cooling setpoint schedule | n/a | ✓ | ✓
P7 | Active – lighting | LPD (W/m²) | 5 | 6.66 | {6.66, 6.0, 5.3, 4.6, 4.0} | LED panel retrofit (efficacy-driven) | EC3 | ✓ | ✓
P8 | Renewable | Rooftop PV (kWp) | 6 | 0 | {0, 30, 60, 90, 120, 150} | Roof mono-Si array; PVWatts post-proc (tilt 10°/az 180°) | EC4 | ✗ | ✓
P9 | Storage | BESS (kWh) | 6 | 0 | {0, 30, 60, 90, 120, 150} | LFP BESS; rule-based self-consumption (zero-export) | EC5 | ✗ | ✓
Note on H2: ECF source IDs trỏ sheet DataSources (EC1 = ITB EPD 148/2021).

## LevelInventory
Param | Level | Design value | Realization detail | jEPlus control | A1–A3 (kgCO₂e/m² floor) | B4 (kgCO₂e/m² floor) | Capital cost (USD/m² floor) | EC source | Cost source | Notes
P1 | L0 | 1.073 | EPS 0 mm (baseline wall) | wall_P1_L0 | 0 | 0 | 0 | baseline | — | No-intervention rung
P1 | L1 | 0.642 | EPS 25 mm | wall_P1_L1 | 0.361 | 0 | 10–17 | EC1 | C10 | ETICS proxy (VN thin); P1 expected inactive
P1 | L2 | 0.458 | EPS 50 mm | wall_P1_L2 | 0.722 | 0 | 11–18 | EC1 | C10
P1 | L3 | 0.356 | EPS 75 mm | wall_P1_L3 | 1.083 | 0 | 12–19 | EC1 | C10
P1 | L4 | 0.291 | EPS 100 mm | wall_P1_L4 | 1.444 | 0 | 13–20 | EC1 | C10
P2 | L0 | 0.221 | EPS 0 mm (baseline roof) | roof_P2_L0 | 0 | 0 | 0 | baseline | — | No-intervention rung; U with film
P2 | L1 | 0.194 | EPS 25 mm | roof_P2_L1 | 0.453 | 0 | 0.45–0.77 | EC1 | C1 | material-only
P2 | L2 | 0.173 | EPS 50 mm | roof_P2_L2 | 0.905 | 0 | 0.90–1.54 | EC1 | C1
P2 | L3 | 0.156 | EPS 75 mm | roof_P2_L3 | 1.358 | 0 | 1.35–2.31 | EC1 | C1
P2 | L4 | 0.143 | EPS 100 mm | roof_P2_L4 | 1.81 | 0 | 1.80–3.08 | EC1 | C1
P3 | L0 | 0.55 | No coating (a=0.45) | F13 Abs:Solar=0.45 | 0 | 0 | 0 | baseline | — | No-intervention rung; = ASHRAE 90.1-19 CZ0-3 min aged (SR0.55/TE0.75)
P3 | L1 | 0.63 | Cool coating (a=0.37) | F13 Abs:Solar=0.37 | 0.49 | 0 | 1.7–2.7 | EC2 | C3 | aged 3-yr SR = Title 24 min; material-only; TE giữ 0.75
P3 | L2 | 0.7 | HP white acrylic (a=0.30) | F13 Abs:Solar=0.30 | 0.49 | 0 | 1.7–2.7 | EC2 | C3 | aged trong dải CRRC 0.62–0.77
P3 | L3 | 0.77 | Premium white (a=0.23) | F13 Abs:Solar=0.23 | 0.49 | 0 | 1.7–2.7 | EC2 | C3 | DOE Cool Roof Guide: 0.87→0.77 aged
P4 | L0 | U=2.862; SHGC=0.219; VT=0.241 | Baseline IGU (verified IDF+table.htm); keep existing | P4: 12 fields E/S/W/N×U/SHGC/VT (untouched); WWR & frame fixed | 0 | 0 | 0 | baseline | — | No-intervention rung; 13 Daylighting:Controls → VT affects f1
P4 | L1 | U=1.60; SHGC=0.19; VT=0.27 | Double spectrally-selective low-e, argon (mid solar-control) | P4 tag → 12 fields =1.60/0.19/0.27 | 3.9 | 0 | 8–14 | EC7 | C9 | Framing A (full reglaze, L0=$0); A1–A3=full new IGU; U↓ near-inactive in Aw
P4 | L2 | U=1.50; SHGC=0.17; VT=0.24 | Double SS low-e argon — AGC solar-control floor (g0.17/Tv0.24/Ug≤1.1) | P4 tag → 12 fields =1.50/0.17/0.24 | 3.9 | 0 | 9–14 | EC7 | C9 | Anchor = real AGC documented edge
P4 | L3 | U=1.50; SHGC=0.15; VT=0.20 | Tinted spectrally-selective, argon | P4 tag → 12 fields =1.50/0.15/0.20 | 3.9 | 0 | 11–16 | EC7 | C9 | SHGC↓ but VT↓ → daylight trade-off begins to bite
P4 | L4 | U=1.50; SHGC=0.13; VT=0.17 | Reflective/heavy-tint selective, argon (best solar control) | P4 tag → 12 fields =1.50/0.13/0.17 | 3.9 | 0 | 13–19 | EC7 | C9 | Below AGC std floor (specialty); lowest VT; cap at L3 if conservative
P5 | L0 | 3.4 | Air-cooled packaged DX, baseline (gross COP; EER 10.1; AHRI 340/360 ≥240k) | Baseline untouched =3.3993; 6 fields bot/mid/top×hi/lo | 0 | 0 | 0 | n/a (scope) | — | No-intervention rung; L0=90.1-2019 ≥240k min; A1–A3=0 = SCOPE boundary (no COP-resolved EPD), not physical 0
P5 | L1 | 3.65 | Packaged DX swap, EER~10.8 (code-typical ~90.1-2010 min) | P5 tag → 6 fields =3.65; cap/airflow AUTOSIZE fixed | 0 | 0 | 38–53 | n/a (scope) | C8 | Framing A (full-unit swap, L0=$0). Cost/carbon asymmetry justified (diff. citability + negligible + common-mode)
P5 | L2 | 3.9 | Packaged DX swap, EER~11.6 (high-eff, AAON entry 12.1) | P5 tag → 6 fields =3.90; cap/airflow AUTOSIZE fixed | 0 | 0 | 41–58 | n/a (scope) | C8 | +~10% premium vs L1 base
P5 | L3 | 4.15 | Packaged DX swap, EER~12.3 (CEE Adv. Tier very-large) | P5 tag → 6 fields =4.15; cap/airflow AUTOSIZE fixed | 0 | 0 | 45–63 | n/a (scope) | C8 | +~20% premium
P5 | L4 | 4.4 | Packaged DX swap, EER~13.1 (premium best-available air-cooled) | P5 tag → 6 fields =4.40; cap/airflow AUTOSIZE fixed | 0 | 0 | 49–69 | n/a (scope) | C8 | Ceiling per AAON 12.1–14.8; hạ về 4.20 nếu bảo thủ. DX life ~15y → L0 B4-cost (yr15 in-kind) trong LCC engine
P6 | L0 | 24 | Occupied SP 24.0°C (baseline) | CLGSETP occ=24.0 | 0 | 0 | 0 | n/a | — | No-intervention rung; setback 26.7 fixed; PMV≈−0.3 (hơi mát)
P6 | L1 | 24.5 | Occupied SP 24.5°C | CLGSETP occ=24.5 | 0 | 0 | 0 | n/a | — | operational-only
P6 | L2 | 25 | Occupied SP 25.0°C | CLGSETP occ=25.0 | 0 | 0 | 0 | n/a | — | operational-only
P6 | L3 | 25.5 | Occupied SP 25.5°C | CLGSETP occ=25.5 | 0 | 0 | 0 | n/a | — | operational-only
P6 | L4 | 26 | Occupied SP 26.0°C | CLGSETP occ=26.0 | 0 | 0 | 0 | n/a | — | Comfort edge; g1 ¦PMV¦≤0.5 binds (0.5clo/0.2m·s⁻¹)
P7 | L0 | 6.66 | Baseline luminaires (no intervention) | Lights W/m² ×15 = 6.66362 | 0 | 0 | 0 | baseline | — | No-intervention rung; QCVN LPD≤11 non-binding
P7 | L1 | 6 | LED panel 600×600, illuminance-preserved | Lights W/m² ×15 = 6.0 | 8.3 | 0 | 3.2–6.1 | EC3 | C4 | material-only; efficacy-driven
P7 | L2 | 5.3 | LED panel 600×600, illuminance-preserved | Lights W/m² ×15 = 5.3 | 8.3 | 0 | 3.2–6.1 | EC3 | C4 | material-only
P7 | L3 | 4.6 | LED panel 600×600, illuminance-preserved | Lights W/m² ×15 = 4.6 | 8.3 | 0 | 3.2–6.1 | EC3 | C4 | material-only
P7 | L4 | 4 | High-efficacy LED ~165–170 lm/W | Lights W/m² ×15 = 4.0 | 8.3 | 0 | 3.2–6.1 | EC3 | C4 | material-only; floor = current panel efficacy
P8 | L0 | 0 kWp | No PV (baseline roof) | Post-proc: 0 kWp (no PV); not in jEPlus | 0 | 0 | 0 | baseline | — | No-intervention rung; f1/EUI demand-side → PV never affects f1
P8 | L1 | 30 kWp (6.02 W/m²flr) | Roof mono-Si ~143 m² mod / ~204 m² footprint (12% roof) | Post-proc: PVgen = SY×kWp (SY via PVWatts tilt10°/az180°/loss14%) | 3.7 | 0.21 | 2.3–3.0 | EC4 | C6 | A1–A3=615 kgCO₂e/kWp (system, Louwen2016/Etude2025). B4=inverter ×1 @~yr12. PV→f2,f3
P8 | L2 | 60 kWp (12.04 W/m²flr) | Roof mono-Si ~286 m² mod / ~408 m² footprint (25% roof) | Post-proc: PVgen = SY×kWp | 7.41 | 0.42 | 4.6–6.0 | EC4 | C6 | Daytime office → high self-consumption (f2)
P8 | L3 | 90 kWp (18.06 W/m²flr) | Roof mono-Si ~429 m² mod / ~612 m² footprint (37% roof) | Post-proc: PVgen = SY×kWp | 11.11 | 0.63 | 7.0–9.0 | EC4 | C6
P8 | L4 | 120 kWp (24.09 W/m²flr) | Roof mono-Si ~571 m² mod / ~816 m² footprint (49% roof) | Post-proc: PVgen = SY×kWp | 14.81 | 0.84 | 9.3–12.0 | EC4 | C6 | ≥100 kW → NĐ58/2025 registration (S8); affects f2 export
P8 | L5 | 150 kWp (30.11 W/m²flr) | Roof mono-Si ~714 m² mod / ~1020 m² footprint (61% roof; feasibility edge) | Post-proc: PVgen = SY×kWp | 18.52 | 1.05 | 11.6–15.1 | EC4 | C6 | Near practical roof max. 20yr B6 offset ≈564 ≫ embodied 19.6 kgCO₂e/m² → f3 net −544
P9 | L0 | 0 kWh | No BESS (baseline) | Post-proc: 0 kWh (no storage); not in jEPlus | 0 | 0 | 0 | baseline | — | No-intervention rung; f1/EUI unchanged (BESS only time-shifts)
P9 | L1 | 30 kWh (6.02 Wh/m²flr) | LFP pack ~27 kWh usable (DoD 90%) + BMS; hybrid-coupled | Post-proc: dispatch on PV+load; RTE 90%, zero grid-charge, zero-export | 0.42 | 0.42 | 1.6–2.5 | EC5 | C7 | A1–A3=70 kgCO₂e/kWh (LFP, Degen 2024). B4=1 replacement (~6000 cyc/10–15y). BESS→f2,f3
P9 | L2 | 60 kWh (12.04 Wh/m²flr) | LFP ~54 kWh usable + BMS | Post-proc: dispatch; RTE 90%, zero-export | 0.84 | 0.84 | 3.2–5.1 | EC5 | C7 | Recovers clipped PV only → daytime office: small uplift (secondary paradox)
P9 | L3 | 90 kWh (18.06 Wh/m²flr) | LFP ~81 kWh usable + BMS | Post-proc: dispatch; RTE 90%, zero-export | 1.26 | 1.26 | 4.9–7.6 | EC5 | C7
P9 | L4 | 120 kWh (24.09 Wh/m²flr) | LFP ~108 kWh usable + BMS | Post-proc: dispatch; RTE 90%, zero-export | 1.69 | 1.69 | 6.5–10.2 | EC5 | C7 | NSGA-III picks (PV,BESS) independently — not forced 1:1
P9 | L5 | 150 kWh (30.11 Wh/m²flr) | LFP ~135 kWh usable + BMS | Post-proc: dispatch; RTE 90%, zero-export | 2.11 | 2.11 | 8.1–12.7 | EC5 | C7 | Embodied A1–A3+B4=4.22 kgCO₂e/m² fixed → must pay back via recovered PV
Note on F1: A1–A3 incremental vs L0, chuẩn hóa /m² sàn (A_floor=4982 m²). P2: thickness(m) × roof_area(1660.73) × 54.3 kgCO₂e/m³ ÷ 4982. Nguồn ECF: EC1 (ITB EPD 148/2021).
Note on G1: B4 = embodied × số lần thay trong 20 năm. EPS RSL 75 năm → B4=0.
Note on H1: USD/m² sàn, material-only, tỷ giá giả định 26.000 VNĐ/USD (cập nhật khi viết). Installed ≈ ×2.

## DataSources
ID | Type | Description | Value / clause | Source / EPD no. | Publisher | Date | Valid until | Accessed | URL | Used by
EC1 | EPD | EPS board (A1–A3, λ) | 54.3 kgCO₂e/m³; λ 0.040 W/m·K | EPD No. 148/2021 (EN 15804 Type III) | ITB (PL) | 2021 | ⚠ ~2026 VERIFY |  | (dán link/DOI nội bộ) | P1, P2
EC-F1 | EC-Fallback | ICE Database v4.1 | cradle-to-gate A1–A3, EN 15804+A2 | ICE Database | Circular Ecology | 2025 |  | 29/06/2026 | circularecology.com/embodied-carbon-footprint-database.html | fallback (all)
EC-F2 | EC-Fallback | EPS EPD US/Canada industry avg | A1–A3; RSL 75 yr → B4=0 | SIPS 101.1 | SIPS | 2021 |  | 29/06/2026 | sips.org/documents/101.1_EPD_EPS-Insulation.pdf | cross-check EPS
EC-F3 | EC-Fallback | EPS EPD EUMEPS (30 kg/m³) | A1–A3 EN 15804 | EUMEPS (via GLAD) | EUMEPS |  |  | 29/06/2026 | globallcadataaccess.org/expanded-polystyrene-eps-foam-insulation-eumeps-a1-a3-pre-foaming-conditioning-block-moulding-2 | cross-check EPS
C1 | Cost | EPS board trần 50mm | 70.000–120.000 VNĐ/m² | Tân Phú Minh | Tân Phú Minh | 06/2024 |  | 29/06/2026 | tanphuminhcorp.com/tin-tuc/bao-gia-xop-cach-nhiet-day-5cm.html | P2
C2 | Cost | EPS board trần (theo độ dày/tỷ trọng) | 100.000–250.000 VNĐ/m² | Tôn Pu Cách Nhiệt Thế Long | tonpucachnhiet.vn | 03/2026 |  | 29/06/2026 | tonpucachnhiet.vn/tam-cach-nhiet-eps | P2
S1 | Standard | QCVN 09:2017/BXD | roof R0,min≥1.00 (U≤1.00); wall R0≥0.56; OTTVM≤25 W/m²; SHGC theo WWR (B2.1); λ (Phụ lục) | QCVN 09:2017/BXD | Bộ Xây dựng | 2017 |  |  | (project file) | g2, P1–P4
S2 | Standard | LEED v5 BD+C | MRp2 (định lượng A1–A3 bắt buộc); MRc2 (tín chỉ giảm GWP) | LEED v5 BD+C Rating System | USGBC | 2025 |  |  | (project file) | §1.4, benchmarking
S3 | Standard | HD LCA cho SP VLXD | TCVN 14044:2006/ISO 14044; ranh giới A1–A3; LCIA = CML 1992 | Hướng dẫn LCA VLXD | (VN) |  |  |  | (project file) | f3 methodology
S4 | Standard | MONRE Công văn 1726/2024 | EF_grid = 0.6592 kgCO₂e/kWh (dữ liệu 2023) | Công văn 1726/2024 | Bộ TN&MT | 2024 |  |  |  | f3-B6
B1 | Model | IDF prototype | U_wall, U_roof, SHGC 0.219, DX COP 3.40, LPD 6.66, occ 18.58 | ASHRAE901_OfficeMedium_STD2019_HoChiMinh.idf | DOE/PNNL |  |  |  | (project file) | P1–P7, FixedParams
B2 | Model | E+ Envelope Summary | U-factor with/no film (roof 0.221/0.228); refl 0.55; roof 1660.73 m²; floor 4982 m² | ..._table.htm | EnergyPlus |  |  |  | (project file) | L0 envelope
B3 | Model | PNNL Prototype Scorecard | đối chiếu thông số prototype | PNNL_Prototype_Scorecards_MediumOffice_HCMC.xlsx | PNNL |  |  |  | (project file) | §3.1
B4 | Model | CMIP6-VN climate | ACCESS-CM2 + MRI-ESM2-0; SSP245/585; 2050s/2080s; delta-morphing | Tran-Anh et al. 2023 | — | 2023 |  |  |  | §3.2
EC2 | EPD | White acrylic elastomeric roof coating (A1–A3) | 1.46 kgCO₂e/m²·20y (Stage-1, white finish 41-300); RSL 15y (ASTM D6083) | EPD10818 (ISO 21930 Type III) | Sherwin-Williams / NSF | 2023-12-04 | ~04/2028 | 29/06/2026 | info.nsf.org/Certified/Sustain/ProdCert/EPD10818.pdf | P3
EC-F4 | EC-Fallback | GAF Acrylic Top Coat (cross-check) | FU 1m²·20y; RSL 15y | EPD10918 (ISO 21930 Type III) | GAF / NSF | 2024-01-01 | ~01/2029 | 29/06/2026 | gaf.com/.../gaf-acrylic-top-coat-epd.pdf | cross-check P3
C3 | Cost | Sơn chống nóng phản quang KOVA CN-05 | 5.219.000đ/thùng 20kg = 260.950 đ/kg (material) | Paintmart (paintmart.vn) | Thành Vạn Phát | (web listing) | — | 29/06/2026 | paintmart.vn/son-ngoai-that-chong-nong-mai-ton-kova-cn-05-thung-20kg | P3
S5 | Standard | ASHRAE 90.1-2019 §5.5.3.1.1 (roof SR/TE) | CZ0-3: aged SR≥0.55 & TE≥0.75 hoặc SRI≥64 | ASHRAE 90.1-2019 / CRRC S100 | ASHRAE | 2019 | — | 29/06/2026 | ashrae.org (addendum s) | P3 L0 + TE
S6 | Standard | Cool roof ladder anchors (aged 3-yr SR) | Title 24 aged SR≥0.63 (L1); CRRC directory aged SR/product (L2,L3) | Title 24 Part 6 / CRRC Rated Products Directory | CEC / CRRC | 2026 | — | 29/06/2026 | coolroofs.org/directory/roof | P3 ladder
S7 | Standard | ASHRAE 55 / Fanger PMV (cơ sở g1) | ¦PMV¦≤0.5; inputs: 0.5 clo (occupied), 0.2 m/s air, ~1.0–1.2 met | ASHRAE 55 / IDF FANGER model | ASHRAE | 2017 |  | 29/06/2026 | (project file IDF) | g1, P6
EC3 | EPD | LED panel 595×595, 22/29W, 170 lm/W, 1.96 kg | 45.9 kgCO₂e/unit (A1–A3, 29W); power-invariant; L70 100.000h | EPD Hub HUB-5969 (One Click LCA) | OPPLE / EPD Hub | 2026-04-01 | 2031-04-01 | 29/06/2026 | manage.epdhub.com (HUB-5969) | P7
C4 | Cost | LED panel 600×600 36–48W (office grade) | 458k–888k VNĐ/đèn; đại diện ~650k (material) | haledco.com bảng giá | HALEDCO | 2026-01-01 | — | 29/06/2026 | haledco.com/.../bao-gia-den-led-panel-600x600 | P7
C5 | Cost | LED panel 600×600 (cross-check) | Paragon 732k–1.625k; Panasonic 900k–1.280k VNĐ/đèn | dmtlight.vn bảng giá | DMT Light | 2026-04-01 | — | 29/06/2026 | dmtlight.vn/.../bang-gia-den-led-am-tran-600x600 | cross-check P7
B5 | Model | LED retrofit EC/cost model | N=0.18 đèn/m² (≈6.66÷36W; grid 600×600); A1–A3/m² flat=8.3; B4=0 (L70≫20y); floor 4.0=~165 lm/W | Internal (lumen + EC3/B1) | — | — | — | 29/06/2026 | — | P7
EC4 | LCA (peer-rev.) | PV system embodied (c-Si, installed) | 615 kgCO₂e/kWp (2020 ref); sensitivity 400–2,500 (ultra-low ↔ legacy) | Louwen et al. 2016, Nature Energy (via Etude 2025 synthesis) | Louwen et al. / Etude | 2016/2025 | — | 30/06/2026 | etude.co.uk/how-we-work/low-embodied-carbon-of-pv ; doi:10.1038/nenergy.2016.36 | P8
EC6 | Estimate (lit.) | PV inverter embodied → B4 (×1 replacement) | ≈35 kgCO₂e/kWp (~5% system; RSL~12y → 1× in 20y; minor =1.05/m² @150kWp) | Inverter share of WLC profile (CIBSE Marsland 2023); refine w/ inverter EPD | CIBSE / internal | 2023 | — | 30/06/2026 | cibse.org/media/251diyyp/...pv-payback...pdf | P8 (B4)
EC-F5 | EC-Fallback | Brand module EPD cross-check | Trina Vertex N 13.2 gCO₂e/kWh; Jinko, JA Solar (EN15804/ISO14025) — corroborate EC4 | UL Solutions / EPDItaly (Trina); EPEAT 630–857 kgCO₂e/kWp | UL / EPDItaly / GEC | 2021–2025 | — | 30/06/2026 | pveurope.eu (Trina Vertex N EPD); globalelectronicscouncil.org | cross-check P8
C6 | Cost | Rooftop PV turnkey, grid-tied (commercial 30–150 kWp, no BESS) | 10–15 tr VNĐ/kWp (comm. ~10–13) ≈ 385–500 USD/kWp @ 26k VNĐ/USD | DMT Solar bảng giá (06/2026); DHC Solar 12–16 tr (01/2026) cross-check | DMT Solar / DHC Solar | 2026-06-01 | — | 30/06/2026 | dmtsolar.com/dien-nang-luong-mat-troi | P8
B6 | Model | PV specific yield (HCMC, tilt 10°/az 180°/loss 14%) | ≈1,420 kWh/kWp/yr — FINALIZE via PVWatts run | NREL PVWatts; GSA + VietnamSolar HCMC 3.91 kWh/kWp·day (=1,427/yr) cross-check | NREL / World Bank GSA | 2026 | — | 30/06/2026 | globalsolaratlas.info | f2, f3-B6 (P8)
S8 | Standard | Rooftop PV self-consumption legal framework | <100 kW: notify; ≥100 kW: registration; post-FIT excess export ~no tariff | NĐ 135/2024/NĐ-CP; NĐ 58/2025/NĐ-CP | Chính phủ VN | 2024/2025 | — | 30/06/2026 | (gov/project file) | f2 (P8, P9)
EC5 | LCA (peer-rev.) | LFP battery embodied (cradle-to-gate, A1–A3 + B4) | 70 kgCO₂e/kWh (central); range 48–120 (sensitivity) | Degen et al. 2024, J. Cleaner Production (loc.-dependent LIB) | Degen et al. | 2024 | — | 30/06/2026 | doi:10.1016/j.jclepro.2024.142242 (sciencedirect S0959652624011739) | P9
EC-F6 | EC-Fallback | Battery embodied cross-check | 59–119 kgCO₂e/kWh (midpoint 89, utility-scale); 74–134 (datacenter LCA) | Forbes/Rapier 2020; Carbon Explorer (arXiv 2201.10036) | Forbes / Meta | 2020/2022 | — | 30/06/2026 | forbes.com/sites/rrapier (utility-scale battery) | cross-check P9
C7 | Cost | LFP BESS turnkey (battery+BMS, commercial 30–150 kWh) | 7–11 tr VNĐ/kWh ≈ 269–423 USD/kWh @ 26k; Pylontech 80tr/7kWh, Topband 13tr/kWh (resid.) → comm. lower | Suntech Solar 04/2026; VietnamSolar Stack100 05/2026 | Suntech / VietnamSolar | 04–05/2026 | — | 30/06/2026 | suntechsolar.vn/gia-thanh-pin-luu-tru ; vietnamsolar.vn | P9
B7 | Model | BESS dispatch model (rule-based) | Zero grid-charge, zero-export, pure PV self-consumption; RTE 90%; DoD 90%; 6000 cyc → 1 replacement/20y | Internal rule-based; LFP spec IEC 62619 (BYD/Pylontech) | internal / IEC | 2026 | — | 30/06/2026 | (project file) | f2, f3 (P9)
S9 | Standard/Tariff | EVN điện kinh doanh (Nhóm 3.3, 6–22kV) — cơ sở f2 avoided-cost | Trước VAT: BT 3.108 / TĐ 1.829 / CĐ 5.202 đ/kWh. Blended office (~70%BT/25%CĐ/5%TĐ) ≈3.568 đ = $0.137/kWh @26k. Sau VAT8% ≈3.853=$0.148. VAT recoverable→dùng before-VAT | QĐ 1279/QĐ-BCT (giá) + QĐ 963/QĐ-BCT (khung giờ) | Bộ Công Thương / EVN | 1279:09/05/2025; 963:22/04/2026 | — | 30/06/2026 | evn.com.vn ; evnspc.vn/TraCuu/ThongTinGiaDien | f2: P5/P6/P7 avoided + P8/P9 self-consumption
B8 | Model | DX gross↔net COP conversion (E+ table.htm DX Cooling Coils summary) | gross 3.3993 / net 2.96 / EER 10.09 / IEER 11.57; gross÷net=1.149; net COP=EER/3.412 | ASHRAE901_OfficeMedium_STD2019_HoChiMinh_table.htm | EnergyPlus |  |  | 30/06/2026 | (project file) | P5 (net↔gross basis)
S10 | Standard/Market | Packaged DX efficiency tiers (AHRI 340/360, ≥240k Btu/h, air-cooled) | 90.1-2019 ≥240k min EER~10.1 (L0); 90.1-2010 min EER 11.0/IEER 11.2; CEE Adv. Tier very-large ~13.5–14.5 IEER; AAON air-cooled EER 12.1–14.8 (2–240 ton) | AAON RTU page; E Source/Business Energy Advisor; ACEEE/CEE 2016 | AAON / E Source / ACEEE | 2016–2026 | — | 30/06/2026 | aaon.com/products/packaged-rooftop-units ; esource.bizenergyadvisor.com ; aceee.org | P5 ladder anchors
C8 | Cost | Packaged DX installed swap cost + efficiency premium | Full-unit swap ≈$2,000–2,800/ton installed (equip $1,000–1,400/ton large + install ≈ equal); base ≈$38–53/m²floor (93.5 ton ÷ 4982 m²); +~10–30% premium top tier; all-in RTU $14–28/SF context | thefurnaceoutlet 2025 (20-ton guide); Terrapin/RSMeans 2026 Q1 | The Furnace Outlet / Terrapin (RSMeans) | 2025–2026 | — | 30/06/2026 | thefurnaceoutlet.com ; terrapincg.com/news/commercial-hvac-cost-per-square-foot-2026 | P5 cost (US proxy; VN large-packaged-DX market thin)
EC7 | EPD-derived | IGU embodied A1–A3 (double low-e/SS, 6-12-6 tempered) | ≈30 kgCO₂e/m²glass (range 25–38) → 3.9 kgCO₂e/m²floor (×0.131); from flat glass 1102 kgCO₂e/ton + IGU fab/temper | Guardian NA flat glass EPD (2024) + EN 15804 IGU range | Guardian Glass / GSA | 2024 | — | 30/06/2026 | (EPD refs) | P4. AGC Thermobel 10-16-8 cross-check but EXPIRED 06/2024 → not cited for GWP
S11 | Standard/Product | Glazing property tiers (solar-control IGU, EN 410/673) | AGC solar-control range Ug 1.0–1.1, g 17–41%, Tv 24–74%; anchors Vitro Solarban 90 / Guardian SNX 51/23 (VT~0.51, SHGC~0.23) | AGC Thermobel EPD product table; Vitro/Guardian product data | AGC / Vitro / Guardian | 2019–2026 | — | 30/06/2026 | agc-yourglass.com ; vitrowindowglass.com | P4 ladder anchors
C9 | Cost | Low-E/solar-control IGU phôi (6-12-6 tempered) | 1,200,000–1,700,000 VNĐ/m² (std); tới 2,300,000 (nhập khẩu) = $46–88/m²glass @26k; +reglaze labor/edging ~40% → $8–19/m²floor (×0.131) | Havaco VN bảng giá Low-E 2026 | Havaco VN | 2026-03-04 | — | 30/06/2026 | havaco.vn/goc-tu-van/kinh-low-e-la-gi | P4 (panel; keep Al frame, WWR fixed)
B9 | Model | Glazing baseline & area (E+ IDF/table.htm) | U 2.862 / SHGC 0.219 / VT 0.241 (4 obj E/S/W/N); window area 652.62 m²; glass/floor=0.131; 13 Daylighting:Controls (VT→f1) | IDF SimpleGlazingSystem + table.htm fenestration | EnergyPlus / DOE | — | — | 30/06/2026 | (project file) | P4 baseline + normalization
C10 | Cost | Wall EPS ETICS installed (PROXY — VN market thin) | VN không có đơn giá ETICS sạch (panel tôn-xốp ≠ ETICS). Proxy: UK resid. £83–125/m²wall ($105–160); EU comm. ~$50–80; VN-adjusted ~$40–70/m²wall → ×0.266 = $10–20/m²floor | EWI Store UK (£8–12k/96m²); EU ETICS (Sika/Rockwool/Sto) | EWI Store / EU ETICS | 2024–2026 | — | 30/06/2026 | ewistore.co.uk/how-to-calculate-the-cost-of-an-external-wall-insulation-system | P1 (proxy; refine = báo giá nhà thầu facade VN; P1 expected inactive)
B10 | Model | Replacement (B4) COST model → f2 LCC engine | DX(P5) 1×@yr15 (ASHRAE RSL~15y)=C8 $/ton; PV inverter(P8) 1×@yr12=10–15%C6 ($40–75/kWp); BESS(P9) 1×@yr12 (6000cyc)=pack 65–75%C7 ($160–320/kWh). Price-decline bỏ qua=conservative. Discount→PV; KHÔNG vào Capital cost year-0 | Derived C6/C7/C8 + ASHRAE service life | internal / ASHRAE | 2026 | — | 30/06/2026 | (project file) | f2 (P5,P8,P9 replacement)
Note on H2: EN 15804 EPD hiệu lực 5 năm. Phát hành 2021 → có thể đã hết hạn. PHẢI verify trước submit; nếu hết hạn → tìm bản cập nhật hoặc dùng EC-F1 fallback + ghi Limitations.

## FixedParams
Parameter | Baseline value | Unit | Source | Note
Window-to-wall ratio (WWR) | 33 | % | B1 | Structural constraint (fixed)
Plug & process load density | 11.38 | W/m² | B1
Lighting power density (baseline) | 6.66 | W/m² | B1 | P7 ladder phải đi DƯỚI giá trị này
Occupant density | 18.58 | m²/person | B1 | Đồng nhất 15 zone (verified IDF)
HVAC system type | VAV (DX TwoSpeed) | – | B1 | Fixed → topology future work
Building conditioned floor area | 4982 | m² | B2 | A_floor normalization
Roof gross area | 1660.73 | m² | B2 | P2/P3 normalization
Glazing baseline U | 2.86 | W/m²·K | B1 | P4 (SimpleGlazingSystem)
Glazing baseline SHGC | 0.219 | – | B1 | P4 ladder phải ≤ 0.219 (đã rất thấp)
DX cooling COP (baseline, gross) | 3.40 | – | B1 | 3.39928881549157; tag 6 trường
Roof thermal emittance (TE, outer) | 0.75 | – | B2 | Giữ cố định cho P3 (single-variable); = ASHRAE 90.1 CZ0-3 min aged
Clothing insulation (occupied) | 0.5 | clo | B1 | PMV input (CLOTHING_SCH); cap trần P6
Indoor air velocity | 0.2 | m/s | B1 | PMV input (AIR_VELO_SCH); still air → P6 cap ~26°C; elevated-air = future work
Cooling setpoint setback (unoccupied) | 26.7 | °C | B1 | Giữ cố định; trần ladder P6 ≤ giá trị này

## Notes
# | Topic | Finding / action required | Affects | Status
1 | g2 sai threshold | QCVN roof = U≤1.00 W/m²K (R0≥1.00), KHÔNG phải 0.45. '0.45' nhặt nhầm từ bảng SHGC. → SỬA §3.6. | g2, §3.6 | OPEN
2 | g2 mái non-binding | Baseline roof R0=4.52 >> 1.00 → mọi level pass. Cân nhắc chuyển sang OTTVM≤25 W/m² (có solar, gắn cool-roof P3). | g2, §3.6, §3.7 | OPEN
3 | P1/P2 inactive (paradox) | Baseline vỏ đã ~R-25 → thêm cách nhiệt: operational saving nhỏ, embodied tăng → optimizer ưu tiên L0. Material cho NZEB Paradox. | §4 discussion | NOTE
4 | P5 = DX COP | Coil:Cooling:DX:TwoSpeed, KHÔNG phải chiller. COP ở 6 trường (3 coil × hi/lo) → jEPlus tag cả 6. Gross rated 3.39928881549157. | P5, §3.5 | NOTE
5 | EPD validity | EN 15804 hiệu lực 5 năm; ITB 148/2021 có thể hết hạn ~2026 → VERIFY trước submit. | EC1, Appendix D | OPEN
6 | EPS A1–A3 biến thiên | A1–A3 EPS chênh ~7× giữa các EPD theo quốc gia (Arslan 2024) → khóa 1 nguồn + nêu độ bất định Limitations. | f3, Limitations | NOTE
7 | P2 vật liệu = EPS (không XPS) | Lý do: (1) màng chống thấm nằm trên insulation → bảo vệ; (2) XPS A1–A3 chênh ~50× theo blowing agent, không công bố ở VN → không verify được. | P2 | DECIDED
8 | Chuẩn hóa | A1–A3 & cost chuẩn hóa /m² sàn (A_floor=4982). Roof factor = 1660.73/4982 = 0.333. | Inventory | NOTE
9 | P1 cost chưa chốt | P1 dùng chung EC1, nhưng giá EPS ETICS (tường) có thể khác board trần → cần dòng cost riêng (C-mới). | P1, DataSources | OPEN
10 | P3 baseline = code-min cool roof | SR 0.55 + TE 0.75 đúng bằng ASHRAE 90.1-2019 §5.5.3.1.1 (CZ0-3) → headroom hẹp; material cho NZEB Paradox | §4, P3 | NOTE
11 | P3 low-magnitude kỳ vọng | Mái đã R-25 + đã cool sẵn → P2×P3 substitutive; ΔEUI(P3) có thể chỉ đơn-vị-% | §4 discussion | NOTE
12 | P3 EC = ISO 21930 (không EN 15804) | EN 15804 chỉ có màng PU dày 2.3mm (sai FU); functional match > family; embodied P3 ≈0.03% operational → immaterial | EC2, Limitations | DECIDED
13 | P3 B4=0 + TE fixed | EPD FU=20y đã gộp recoat (RSL15y, Stage-3≈0) → B4=0 tránh double-count; TE giữ 0.75 = conservative (coating thật ~0.88) | P3, §3.6 | DECIDED
14 | P3 cost: KOVA marketing ≠ physics | phản xạ 90% = initial marketing, KHÔNG dùng cho E+; coverage datasheet chưa pin → cost band 1.7–2.7 | P3, C3 | OPEN
15 | P6 ladder cap 26°C | Setback 26.7 + comfort edge (0.5clo/0.2m·s⁻¹) ~26 → cap 26 tránh inversion & infeasible; improvement-only từ L0=24 | P6, §3.5 | DECIDED
16 | g1 thiếu PMV output | IDF có FANGER nhưng THIẾU Output:Variable "Zone Thermal Comfort Fanger Model PMV" → PHẢI thêm để jEPlus trích g1 | g1, jEPlus | OPEN
17 | P6 EMS optimum-start | CLGSETP có EMS actuator + schedule _STARTSTOP → tag occ value ở CẢ 2 schedule; verify EMS không override occupied SP | P6, jEPlus | OPEN
18 | P6 elevated air speed = future work | AIR_VELO_SCH fixed 0.2 m/s; nếu cho 0.8 m/s (quạt) setpoint có thể lên 27–28°C mà vẫn PMV≤0.5 | §future work | NOTE
19 | P7 LPD non-binding + free-win | QCVN 11 W/m² ≫ baseline 6.66 → non-binding. LED retrofit win-win: B6↓, embodied flat ~8.3, B4=0. Optimizer kỳ vọng pin floor L4=4.0. Contrast P1 paradox. | P7, §3.6, §4 | NOTE
20 | P7 EC/cost anchor N | N=0.18 đèn/m² chi phối EC & cost (±30%); embodied ~4% of 20y operational → không lật kết luận. Floor 4.0 = best-current panel efficacy ở độ rọi VP bảo toàn (≈0.37 W/ft²). | P7, Inventory, Limitations | NOTE
26 | Giá điện EVN chốt | Kinh doanh 3.3/6–22kV trước VAT: BT 3.108/TĐ 1.829/CĐ 5.202 (QĐ1279+963). f2 áp TOU theo giờ lên output E+; blended fallback 3.568 đ ($0.137). VAT8% recoverable→before-VAT | f2, S9 | DONE
27 | P1 cost = proxy | VN không có đơn giá ETICS sạch → proxy EU/UK $40–70/m²wall = $10–20/m²floor. Confidence THẤP; refine = báo giá nhà thầu. P1 expected inactive → low-stakes | P1, C10 | OPEN (proxy)
28 | B4-cost model | Thay thế DX@yr15 / inverter@yr12 / BESS@yr12 (B10) → LCC engine, không vào Capital cost year-0. Conservative (bỏ price-decline) | f2, B10 | DONE

## LHS OUTPUT
1_Baseline
2
3 | 12345
4
4
5
6
7
8
9
Welcome to jEPlus!
The project contains:
The project contains:
D:\1. Research\0. CONFERENCE PAPER\2026.09_ICAE2026\3. DATA_CODE\CODE\data\energy_models\ASHRAE901_OfficeMedium_STD2019_HoChiMinh.idf
D:\1. Research\0. CONFERENCE PAPER\2026.09_ICAE2026\3. DATA_CODE\jEPlus-LHS\my_results.rvi
Validating jobs. Hang on ...
Validation successful!
Validation result: pass
Warning: no report variable is defined. This project may not work with jEPlus+EA.
Jobs are compiled from 1 models and 1 weather files, with the following
Parameter Chains:
P1("@@P1_Wall_R@@") --> P2("@@P2_Roof_R@@") --> P3("@@P3_Roof_Abs@@") --> P4("@@P4_U@@¦@@P4_SHGC@@¦@@P4_VT@@") --> P5("@@P5_COP@@") --> P6("@@P6_ClgSetp@@") --> P7("@@P7_LPD@@") --> 62500 jobs
62,500 jobs have been identified in total.
Simulation work directories and results will be stored in: D:\1. Research\0. CONFERENCE PAPER\2026.09_ICAE2026\3. DATA_CODE\CODE\data\output\
Validating jobs. Hang on ...
Validation successful!
Validation result: pass
Warning: no report variable is defined. This project may not work with jEPlus+EA.
Jobs are compiled from 1 models and 1 weather files, with the following
Parameter Chains:
P1("@@P1_Wall_R@@") --> P2("@@P2_Roof_R@@") --> P3("@@P3_Roof_Abs@@") --> P4("@@P4_U@@¦@@P4_SHGC@@¦@@P4_VT@@") --> P5("@@P5_COP@@") --> P6("@@P6_ClgSetp@@") --> P7("@@P7_LPD@@") --> 62500 jobs
62,500 jobs have been identified in total.
Simulation work directories and results will be stored in: D:\1. Research\0. CONFERENCE PAPER\2026.09_ICAE2026\3. DATA_CODE\CODE\data\output\
Batch test started. 1 jobs to run ...
1 Jul 2026 13:41:18 KST [Local batch simulation controller] Writing job lists to D:\1. Research\0. CONFERENCE PAPER\2026.09_ICAE2026\3. DATA_CODE\CODE\data\jEPlus-LHS\joblist_out.csv
1 Jul 2026 13:41:18 KST [Local batch simulation controller] Job EP_G-T_0-W_0-P1_0-P2_0-P3_0-P4_0-P5_0-P6_0-P7_0 started. 0 more to go!
1 Jul 2026 13:41:18 KST [Local batch simulation controller] Nearly there ...
1 Jul 2026 13:41:50 KST [Local batch simulation controller] Local batch simulation controller is FINISHED [Que=0, Run=0, Fin=1]
1 Jul 2026 13:41:50 KST [Local batch simulation controller] Local agent stopped.
1 Jul 2026 13:41:50 KST [Local batch simulation controller] Collecting results ...
1 Jul 2026 13:41:50 KST [Local batch simulation controller] Standard report collector collected 1 simulation reports in D:\1. Research\0. CONFERENCE PAPER\2026.09_ICAE2026\3. DATA_CODE\CODE\data\output\RunTimes.csv
1 Jul 2026 13:41:50 KST [Local batch simulation controller] Standard report collector collected job index table in D:\1. Research\0. CONFERENCE PAPER\2026.09_ICAE2026\3. DATA_CODE\CODE\data\output\SimJobIndex.csv
1 Jul 2026 13:41:50 KST [Local batch simulation controller] Combined result table AllCombinedResults.csv is created.
1 Jul 2026 13:41:50 KST [Local batch simulation controller] Derivative result table AllDerivedResults.csv is created.
1 Jul 2026 13:41:50 KST [Local batch simulation controller] All done!
1 Jul 2026 13:41:51 KST [Local batch simulation controller] Simulation finished at: Wed, 1 Jul 2026 13:41:51
1 Jul 2026 13:41:51 KST [Local batch simulation controller] Total execution time = 32 seconds.
Validating jobs. Hang on ...
Validation successful!
Validation result: pass
Warning: no report variable is defined. This project may not work with jEPlus+EA.
Jobs are compiled from 1 models and 1 weather files, with the following
Parameter Chains:
P1("@@P1_Wall_R@@") --> P2("@@P2_Roof_R@@") --> P3("@@P3_Roof_Abs@@") --> P4("@@P4_U@@¦@@P4_SHGC@@¦@@P4_VT@@") --> P5("@@P5_COP@@") --> P6("@@P6_ClgSetp@@") --> P7("@@P7_LPD@@") --> 62500 jobs
62,500 jobs have been identified in total.
Simulation work directories and results will be stored in: D:\1. Research\0. CONFERENCE PAPER\2026.09_ICAE2026\3. DATA_CODE\CODE\data\output\
Validating jobs. Hang on ...
Validation successful!
Validation result: pass
Warning: no report variable is defined. This project may not work with jEPlus+EA.
Jobs are compiled from 1 models and 1 weather files, with the following
Parameter Chains:
P1("@@P1_Wall_R@@") --> P2("@@P2_Roof_R@@") --> P3("@@P3_Roof_Abs@@") --> P4("@@P4_U@@¦@@P4_SHGC@@¦@@P4_VT@@") --> P5("@@P5_COP@@") --> P6("@@P6_ClgSetp@@") --> P7("@@P7_LPD@@") --> 62500 jobs
62,500 jobs have been identified in total.
Simulation work directories and results will be stored in: D:\1. Research\0. CONFERENCE PAPER\2026.09_ICAE2026\3. DATA_CODE\CODE\data\jEPlus-LHS\1_Baseline\
The project contains:
D:\1. Research\0. CONFERENCE PAPER\2026.09_ICAE2026\3. DATA_CODE\CODE\data\energy_models\ASHRAE901_OfficeMedium_STD2019_HoChiMinh.idf
D:\1. Research\0. CONFERENCE PAPER\2026.09_ICAE2026\3. DATA_CODE\jEPlus-LHS\my_results.rvi
The project contains:
D:\1. Research\0. CONFERENCE PAPER\2026.09_ICAE2026\3. DATA_CODE\CODE\data\energy_models\ASHRAE901_OfficeMedium_STD2019_HoChiMinh.idf
D:\1. Research\0. CONFERENCE PAPER\2026.09_ICAE2026\3. DATA_CODE\jEPlus-LHS\my_results.rvi
Validating jobs. Hang on ...
Validation successful!
Validation result: pass
Warning: no report variable is defined. This project may not work with jEPlus+EA.
Jobs are compiled from 1 models and 1 weather files, with the following
Parameter Chains:
P1("@@P1_Wall_R@@") --> P2("@@P2_Roof_R@@") --> P3("@@P3_Roof_Abs@@") --> P4("@@P4_U@@¦@@P4_SHGC@@¦@@P4_VT@@") --> P5("@@P5_COP@@") --> P6("@@P6_ClgSetp@@") --> P7("@@P7_LPD@@") --> 62500 jobs
62,500 jobs have been identified in total.
Simulation work directories and results will be stored in: D:\1. Research\0. CONFERENCE PAPER\2026.09_ICAE2026\3. DATA_CODE\CODE\data\jEPlus-LHS\1_Baseline\
Validating jobs. Hang on ...
Validation successful!
Validation result: pass
Warning: no report variable is defined. This project may not work with jEPlus+EA.
Jobs are compiled from 1 models and 1 weather files, with the following
Parameter Chains:
P1("@@P1_Wall_R@@") --> P2("@@P2_Roof_R@@") --> P3("@@P3_Roof_Abs@@") --> P4("@@P4_U@@¦@@P4_SHGC@@¦@@P4_VT@@") --> P5("@@P5_COP@@") --> P6("@@P6_ClgSetp@@") --> P7("@@P7_LPD@@") --> 62500 jobs
62,500 jobs have been identified in total.
Simulation work directories and results will be stored in: D:\1. Research\0. CONFERENCE PAPER\2026.09_ICAE2026\3. DATA_CODE\CODE\data\jEPlus-LHS\1_Baseline\
A LHS sample of 250 jobs has started ...
1 Jul 2026 14:07:13 KST [Local batch simulation controller] Writing job lists to D:\1. Research\0. CONFERENCE PAPER\2026.09_ICAE2026\3. DATA_CODE\CODE\data\jEPlus-LHS\joblist_out.csv
1 Jul 2026 14:07:13 KST [Local batch simulation controller] Job LHS-000000 started. 249 more to go!
1 Jul 2026 14:07:13 KST [Local batch simulation controller] Job LHS-000001 started. 248 more to go!
1 Jul 2026 14:07:13 KST [Local batch simulation controller] Job LHS-000002 started. 247 more to go!
1 Jul 2026 14:07:13 KST [Local batch simulation controller] Job LHS-000003 started. 246 more to go!
1 Jul 2026 14:07:13 KST [Local batch simulation controller] Job LHS-000004 started. 245 more to go!
1 Jul 2026 14:07:13 KST [Local batch simulation controller] Job LHS-000005 started. 244 more to go!
1 Jul 2026 14:07:14 KST [Local batch simulation controller] Job LHS-000006 started. 243 more to go!
1 Jul 2026 14:07:14 KST [Local batch simulation controller] Job LHS-000007 started. 242 more to go!
1 Jul 2026 14:07:14 KST [Local batch simulation controller] Job LHS-000008 started. 241 more to go!
1 Jul 2026 14:07:14 KST [Local batch simulation controller] Job LHS-000009 started. 240 more to go!
1 Jul 2026 14:07:14 KST [Local batch simulation controller] Job LHS-000010 started. 239 more to go!
1 Jul 2026 14:07:14 KST [Local batch simulation controller] Job LHS-000011 started. 238 more to go!
1 Jul 2026 14:07:14 KST [Local batch simulation controller] Job LHS-000012 started. 237 more to go!
1 Jul 2026 14:07:14 KST [Local batch simulation controller] Job LHS-000013 started. 236 more to go!
1 Jul 2026 14:07:14 KST [Local batch simulation controller] Job LHS-000014 started. 235 more to go!
1 Jul 2026 14:07:15 KST [Local batch simulation controller] Job LHS-000015 started. 234 more to go!
1 Jul 2026 14:07:15 KST [Local batch simulation controller] Job LHS-000016 started. 233 more to go!
1 Jul 2026 14:07:15 KST [Local batch simulation controller] Job LHS-000017 started. 232 more to go!
1 Jul 2026 14:07:15 KST [Local batch simulation controller] Job LHS-000018 started. 231 more to go!
1 Jul 2026 14:07:15 KST [Local batch simulation controller] Job LHS-000019 started. 230 more to go!
1 Jul 2026 14:07:15 KST [Local batch simulation controller] Job LHS-000020 started. 229 more to go!
1 Jul 2026 14:07:15 KST [Local batch simulation controller] Job LHS-000021 started. 228 more to go!
1 Jul 2026 14:07:15 KST [Local batch simulation controller] Job LHS-000022 started. 227 more to go!
1 Jul 2026 14:07:15 KST [Local batch simulation controller] Job LHS-000023 started. 226 more to go!
1 Jul 2026 14:07:15 KST [Local batch simulation controller] Job LHS-000024 started. 225 more to go!
1 Jul 2026 14:07:16 KST [Local batch simulation controller] Job LHS-000025 started. 224 more to go!
1 Jul 2026 14:07:16 KST [Local batch simulation controller] Job LHS-000026 started. 223 more to go!
1 Jul 2026 14:07:16 KST [Local batch simulation controller] Job LHS-000027 started. 222 more to go!
1 Jul 2026 14:08:32 KST [Local batch simulation controller] Job LHS-000028 started. 221 more to go!
1 Jul 2026 14:08:43 KST [Local batch simulation controller] Job LHS-000029 started. 220 more to go!
1 Jul 2026 14:08:48 KST [Local batch simulation controller] Job LHS-000030 started. 219 more to go!
1 Jul 2026 14:08:49 KST [Local batch simulation controller] Job LHS-000031 started. 218 more to go!
1 Jul 2026 14:08:52 KST [Local batch simulation controller] Job LHS-000032 started. 217 more to go!
1 Jul 2026 14:08:52 KST [Local batch simulation controller] Job LHS-000033 started. 216 more to go!
1 Jul 2026 14:08:53 KST [Local batch simulation controller] Job LHS-000034 started. 215 more to go!
1 Jul 2026 14:08:55 KST [Local batch simulation controller] Job LHS-000035 started. 214 more to go!
1 Jul 2026 14:08:57 KST [Local batch simulation controller] Job LHS-000036 started. 213 more to go!
1 Jul 2026 14:08:58 KST [Local batch simulation controller] Job LHS-000037 started. 212 more to go!
1 Jul 2026 14:08:58 KST [Local batch simulation controller] Job LHS-000038 started. 211 more to go!
1 Jul 2026 14:08:59 KST [Local batch simulation controller] Job LHS-000039 started. 210 more to go!
1 Jul 2026 14:09:00 KST [Local batch simulation controller] Job LHS-000040 started. 209 more to go!
1 Jul 2026 14:09:00 KST [Local batch simulation controller] Job LHS-000041 started. 208 more to go!
1 Jul 2026 14:09:01 KST [Local batch simulation controller] Job LHS-000042 started. 207 more to go!
1 Jul 2026 14:09:02 KST [Local batch simulation controller] Job LHS-000043 started. 206 more to go!
1 Jul 2026 14:09:03 KST [Local batch simulation controller] Job LHS-000044 started. 205 more to go!
1 Jul 2026 14:09:04 KST [Local batch simulation controller] Job LHS-000045 started. 204 more to go!
1 Jul 2026 14:09:04 KST [Local batch simulation controller] Job LHS-000046 started. 203 more to go!
1 Jul 2026 14:09:04 KST [Local batch simulation controller] Job LHS-000047 started. 202 more to go!
1 Jul 2026 14:09:05 KST [Local batch simulation controller] Job LHS-000048 started. 201 more to go!
1 Jul 2026 14:09:07 KST [Local batch simulation controller] Job LHS-000049 started. 200 more to go!
1 Jul 2026 14:09:07 KST [Local batch simulation controller] Job LHS-000050 started. 199 more to go!
1 Jul 2026 14:09:08 KST [Local batch simulation controller] Job LHS-000051 started. 198 more to go!
1 Jul 2026 14:09:10 KST [Local batch simulation controller] Job LHS-000052 started. 197 more to go!
1 Jul 2026 14:09:14 KST [Local batch simulation controller] Job LHS-000053 started. 196 more to go!
1 Jul 2026 14:09:17 KST [Local batch simulation controller] Job LHS-000054 started. 195 more to go!
1 Jul 2026 14:09:18 KST [Local batch simulation controller] Job LHS-000055 started. 194 more to go!
1 Jul 2026 14:10:21 KST [Local batch simulation controller] Job LHS-000056 started. 193 more to go!
1 Jul 2026 14:10:28 KST [Local batch simulation controller] Job LHS-000057 started. 192 more to go!
1 Jul 2026 14:10:29 KST [Local batch simulation controller] Job LHS-000058 started. 191 more to go!
1 Jul 2026 14:10:34 KST [Local batch simulation controller] Job LHS-000059 started. 190 more to go!
1 Jul 2026 14:10:34 KST [Local batch simulation controller] Job LHS-000060 started. 189 more to go!
1 Jul 2026 14:10:38 KST [Local batch simulation controller] Job LHS-000061 started. 188 more to go!
1 Jul 2026 14:10:41 KST [Local batch simulation controller] Job LHS-000062 started. 187 more to go!
1 Jul 2026 14:10:43 KST [Local batch simulation controller] Job LHS-000063 started. 186 more to go!
1 Jul 2026 14:10:44 KST [Local batch simulation controller] Job LHS-000064 started. 185 more to go!
1 Jul 2026 14:10:44 KST [Local batch simulation controller] Job LHS-000065 started. 184 more to go!
1 Jul 2026 14:10:45 KST [Local batch simulation controller] Job LHS-000066 started. 183 more to go!
1 Jul 2026 14:10:47 KST [Local batch simulation controller] Job LHS-000067 started. 182 more to go!
1 Jul 2026 14:10:47 KST [Local batch simulation controller] Job LHS-000068 started. 181 more to go!
1 Jul 2026 14:10:47 KST [Local batch simulation controller] Job LHS-000069 started. 180 more to go!
1 Jul 2026 14:10:49 KST [Local batch simulation controller] Job LHS-000070 started. 179 more to go!
1 Jul 2026 14:10:51 KST [Local batch simulation controller] Job LHS-000071 started. 178 more to go!
1 Jul 2026 14:10:51 KST [Local batch simulation controller] Job LHS-000072 started. 177 more to go!
1 Jul 2026 14:10:51 KST [Local batch simulation controller] Job LHS-000073 started. 176 more to go!
1 Jul 2026 14:10:55 KST [Local batch simulation controller] Job LHS-000074 started. 175 more to go!
1 Jul 2026 14:10:55 KST [Local batch simulation controller] Job LHS-000075 started. 174 more to go!
1 Jul 2026 14:10:56 KST [Local batch simulation controller] Job LHS-000076 started. 173 more to go!
1 Jul 2026 14:10:57 KST [Local batch simulation controller] Job LHS-000077 started. 172 more to go!
1 Jul 2026 14:10:58 KST [Local batch simulation controller] Job LHS-000078 started. 171 more to go!
1 Jul 2026 14:11:00 KST [Local batch simulation controller] Job LHS-000079 started. 170 more to go!
1 Jul 2026 14:11:01 KST [Local batch simulation controller] Job LHS-000080 started. 169 more to go!
1 Jul 2026 14:11:08 KST [Local batch simulation controller] Job LHS-000081 started. 168 more to go!
1 Jul 2026 14:11:15 KST [Local batch simulation controller] Job LHS-000082 started. 167 more to go!
1 Jul 2026 14:11:22 KST [Local batch simulation controller] Job LHS-000083 started. 166 more to go!
1 Jul 2026 14:12:06 KST [Local batch simulation controller] Job LHS-000084 started. 165 more to go!
1 Jul 2026 14:12:10 KST [Local batch simulation controller] Job LHS-000085 started. 164 more to go!
1 Jul 2026 14:12:15 KST [Local batch simulation controller] Job LHS-000086 started. 163 more to go!
1 Jul 2026 14:12:18 KST [Local batch simulation controller] Job LHS-000087 started. 162 more to go!
1 Jul 2026 14:12:19 KST [Local batch simulation controller] Job LHS-000088 started. 161 more to go!
1 Jul 2026 14:12:23 KST [Local batch simulation controller] Job LHS-000089 started. 160 more to go!
1 Jul 2026 14:12:24 KST [Local batch simulation controller] Job LHS-000090 started. 159 more to go!
1 Jul 2026 14:12:26 KST [Local batch simulation controller] Job LHS-000091 started. 158 more to go!
1 Jul 2026 14:12:26 KST [Local batch simulation controller] Job LHS-000092 started. 157 more to go!
1 Jul 2026 14:12:28 KST [Local batch simulation controller] Job LHS-000093 started. 156 more to go!
1 Jul 2026 14:12:30 KST [Local batch simulation controller] Job LHS-000094 started. 155 more to go!
1 Jul 2026 14:12:33 KST [Local batch simulation controller] Job LHS-000095 started. 154 more to go!
1 Jul 2026 14:12:34 KST [Local batch simulation controller] Job LHS-000096 started. 153 more to go!
1 Jul 2026 14:12:35 KST [Local batch simulation controller] Job LHS-000097 started. 152 more to go!
1 Jul 2026 14:12:39 KST [Local batch simulation controller] Job LHS-000098 started. 151 more to go!
1 Jul 2026 14:12:39 KST [Local batch simulation controller] Job LHS-000099 started. 150 more to go!
1 Jul 2026 14:12:40 KST [Local batch simulation controller] Job LHS-000100 started. 149 more to go!
1 Jul 2026 14:12:42 KST [Local batch simulation controller] Job LHS-000101 started. 148 more to go!
1 Jul 2026 14:12:42 KST [Local batch simulation controller] Job LHS-000102 started. 147 more to go!
1 Jul 2026 14:12:43 KST [Local batch simulation controller] Job LHS-000103 started. 146 more to go!
1 Jul 2026 14:12:47 KST [Local batch simulation controller] Job LHS-000104 started. 145 more to go!
1 Jul 2026 14:12:48 KST [Local batch simulation controller] Job LHS-000105 started. 144 more to go!
1 Jul 2026 14:12:50 KST [Local batch simulation controller] Job LHS-000106 started. 143 more to go!
1 Jul 2026 14:12:55 KST [Local batch simulation controller] Job LHS-000107 started. 142 more to go!
1 Jul 2026 14:13:01 KST [Local batch simulation controller] Job LHS-000108 started. 141 more to go!
1 Jul 2026 14:13:03 KST [Local batch simulation controller] Job LHS-000109 started. 140 more to go!
1 Jul 2026 14:13:06 KST [Local batch simulation controller] Job LHS-000110 started. 139 more to go!
1 Jul 2026 14:13:16 KST [Local batch simulation controller] Job LHS-000111 started. 138 more to go!
1 Jul 2026 14:13:47 KST [Local batch simulation controller] Job LHS-000112 started. 137 more to go!
1 Jul 2026 14:13:51 KST [Local batch simulation controller] Job LHS-000113 started. 136 more to go!
1 Jul 2026 14:13:56 KST [Local batch simulation controller] Job LHS-000114 started. 135 more to go!
1 Jul 2026 14:14:02 KST [Local batch simulation controller] Job LHS-000115 started. 134 more to go!
1 Jul 2026 14:14:07 KST [Local batch simulation controller] Job LHS-000116 started. 133 more to go!
1 Jul 2026 14:14:08 KST [Local batch simulation controller] Job LHS-000117 started. 132 more to go!
1 Jul 2026 14:14:08 KST [Local batch simulation controller] Job LHS-000118 started. 131 more to go!
1 Jul 2026 14:14:08 KST [Local batch simulation controller] Job LHS-000119 started. 130 more to go!
1 Jul 2026 14:14:08 KST [Local batch simulation controller] Job LHS-000120 started. 129 more to go!
1 Jul 2026 14:14:10 KST [Local batch simulation controller] Job LHS-000121 started. 128 more to go!
1 Jul 2026 14:14:13 KST [Local batch simulation controller] Job LHS-000122 started. 127 more to go!
1 Jul 2026 14:14:15 KST [Local batch simulation controller] Job LHS-000123 started. 126 more to go!
1 Jul 2026 14:14:17 KST [Local batch simulation controller] Job LHS-000124 started. 125 more to go!
1 Jul 2026 14:14:18 KST [Local batch simulation controller] Job LHS-000125 started. 124 more to go!
1 Jul 2026 14:14:28 KST [Local batch simulation controller] Job LHS-000126 started. 123 more to go!
1 Jul 2026 14:14:30 KST [Local batch simulation controller] Job LHS-000127 started. 122 more to go!
1 Jul 2026 14:14:32 KST [Local batch simulation controller] Job LHS-000128 started. 121 more to go!
1 Jul 2026 14:14:33 KST [Local batch simulation controller] Job LHS-000129 started. 120 more to go!
1 Jul 2026 14:14:35 KST [Local batch simulation controller] Job LHS-000130 started. 119 more to go!
1 Jul 2026 14:14:36 KST [Local batch simulation controller] Job LHS-000131 started. 118 more to go!
1 Jul 2026 14:14:36 KST [Local batch simulation controller] Job LHS-000132 started. 117 more to go!
1 Jul 2026 14:14:39 KST [Local batch simulation controller] Job LHS-000133 started. 116 more to go!
1 Jul 2026 14:14:45 KST [Local batch simulation controller] Job LHS-000134 started. 115 more to go!
1 Jul 2026 14:14:47 KST [Local batch simulation controller] Job LHS-000135 started. 114 more to go!
1 Jul 2026 14:14:48 KST [Local batch simulation controller] Job LHS-000136 started. 113 more to go!
1 Jul 2026 14:14:55 KST [Local batch simulation controller] Job LHS-000137 started. 112 more to go!
1 Jul 2026 14:14:57 KST [Local batch simulation controller] Job LHS-000138 started. 111 more to go!
1 Jul 2026 14:15:13 KST [Local batch simulation controller] Job LHS-000139 started. 110 more to go!
1 Jul 2026 14:15:13 KST [Local batch simulation controller] Job LHS-000140 started. 109 more to go!
1 Jul 2026 14:15:28 KST [Local batch simulation controller] Job LHS-000141 started. 108 more to go!
1 Jul 2026 14:15:35 KST [Local batch simulation controller] Job LHS-000142 started. 107 more to go!
1 Jul 2026 14:15:39 KST [Local batch simulation controller] Job LHS-000143 started. 106 more to go!
1 Jul 2026 14:15:45 KST [Local batch simulation controller] Job LHS-000144 started. 105 more to go!
1 Jul 2026 14:15:47 KST [Local batch simulation controller] Job LHS-000145 started. 104 more to go!
1 Jul 2026 14:15:47 KST [Local batch simulation controller] Job LHS-000146 started. 103 more to go!
1 Jul 2026 14:15:48 KST [Local batch simulation controller] Job LHS-000147 started. 102 more to go!
1 Jul 2026 14:15:51 KST [Local batch simulation controller] Job LHS-000148 started. 101 more to go!
1 Jul 2026 14:15:58 KST [Local batch simulation controller] Job LHS-000149 started. 100 more to go!
1 Jul 2026 14:15:59 KST [Local batch simulation controller] Job LHS-000150 started. 99 more to go!
1 Jul 2026 14:16:02 KST [Local batch simulation controller] Job LHS-000151 started. 98 more to go!
1 Jul 2026 14:16:03 KST [Local batch simulation controller] Job LHS-000152 started. 97 more to go!
1 Jul 2026 14:16:07 KST [Local batch simulation controller] Job LHS-000153 started. 96 more to go!
1 Jul 2026 14:16:10 KST [Local batch simulation controller] Job LHS-000154 started. 95 more to go!
1 Jul 2026 14:16:17 KST [Local batch simulation controller] Job LHS-000155 started. 94 more to go!
1 Jul 2026 14:16:19 KST [Local batch simulation controller] Job LHS-000156 started. 93 more to go!
1 Jul 2026 14:16:23 KST [Local batch simulation controller] Job LHS-000157 started. 92 more to go!
1 Jul 2026 14:16:24 KST [Local batch simulation controller] Job LHS-000158 started. 91 more to go!
1 Jul 2026 14:16:26 KST [Local batch simulation controller] Job LHS-000159 started. 90 more to go!
1 Jul 2026 14:16:28 KST [Local batch simulation controller] Job LHS-000160 started. 89 more to go!
1 Jul 2026 14:16:30 KST [Local batch simulation controller] Job LHS-000161 started. 88 more to go!
1 Jul 2026 14:16:32 KST [Local batch simulation controller] Job LHS-000162 started. 87 more to go!
1 Jul 2026 14:16:32 KST [Local batch simulation controller] Job LHS-000163 started. 86 more to go!
1 Jul 2026 14:16:34 KST [Local batch simulation controller] Job LHS-000164 started. 85 more to go!
1 Jul 2026 14:16:45 KST [Local batch simulation controller] Job LHS-000165 started. 84 more to go!
1 Jul 2026 14:16:48 KST [Local batch simulation controller] Job LHS-000166 started. 83 more to go!
1 Jul 2026 14:16:57 KST [Local batch simulation controller] Job LHS-000167 started. 82 more to go!
1 Jul 2026 14:17:06 KST [Local batch simulation controller] Job LHS-000168 started. 81 more to go!
1 Jul 2026 14:17:12 KST [Local batch simulation controller] Job LHS-000169 started. 80 more to go!
1 Jul 2026 14:17:13 KST [Local batch simulation controller] Job LHS-000170 started. 79 more to go!
1 Jul 2026 14:17:19 KST [Local batch simulation controller] Job LHS-000171 started. 78 more to go!
1 Jul 2026 14:17:24 KST [Local batch simulation controller] Job LHS-000172 started. 77 more to go!
1 Jul 2026 14:17:27 KST [Local batch simulation controller] Job LHS-000173 started. 76 more to go!
1 Jul 2026 14:17:29 KST [Local batch simulation controller] Job LHS-000174 started. 75 more to go!
1 Jul 2026 14:17:29 KST [Local batch simulation controller] Job LHS-000175 started. 74 more to go!
1 Jul 2026 14:17:32 KST [Local batch simulation controller] Job LHS-000176 started. 73 more to go!
1 Jul 2026 14:17:35 KST [Local batch simulation controller] Job LHS-000177 started. 72 more to go!
1 Jul 2026 14:17:46 KST [Local batch simulation controller] Job LHS-000178 started. 71 more to go!
1 Jul 2026 14:17:47 KST [Local batch simulation controller] Job LHS-000179 started. 70 more to go!
1 Jul 2026 14:17:51 KST [Local batch simulation controller] Job LHS-000180 started. 69 more to go!
1 Jul 2026 14:17:51 KST [Local batch simulation controller] Job LHS-000181 started. 68 more to go!
1 Jul 2026 14:17:55 KST [Local batch simulation controller] Job LHS-000182 started. 67 more to go!
1 Jul 2026 14:18:04 KST [Local batch simulation controller] Job LHS-000183 started. 66 more to go!
1 Jul 2026 14:18:09 KST [Local batch simulation controller] Job LHS-000184 started. 65 more to go!
1 Jul 2026 14:18:11 KST [Local batch simulation controller] Job LHS-000185 started. 64 more to go!
1 Jul 2026 14:18:14 KST [Local batch simulation controller] Job LHS-000186 started. 63 more to go!
1 Jul 2026 14:18:14 KST [Local batch simulation controller] Job LHS-000187 started. 62 more to go!
1 Jul 2026 14:18:15 KST [Local batch simulation controller] Job LHS-000188 started. 61 more to go!
1 Jul 2026 14:18:19 KST [Local batch simulation controller] Job LHS-000189 started. 60 more to go!
1 Jul 2026 14:18:21 KST [Local batch simulation controller] Job LHS-000190 started. 59 more to go!
1 Jul 2026 14:18:25 KST [Local batch simulation controller] Job LHS-000191 started. 58 more to go!
1 Jul 2026 14:18:33 KST [Local batch simulation controller] Job LHS-000192 started. 57 more to go!
1 Jul 2026 14:18:41 KST [Local batch simulation controller] Job LHS-000193 started. 56 more to go!
1 Jul 2026 14:18:42 KST [Local batch simulation controller] Job LHS-000194 started. 55 more to go!
1 Jul 2026 14:18:51 KST [Local batch simulation controller] Job LHS-000195 started. 54 more to go!
1 Jul 2026 14:19:05 KST [Local batch simulation controller] Job LHS-000196 started. 53 more to go!
1 Jul 2026 14:19:07 KST [Local batch simulation controller] Job LHS-000197 started. 52 more to go!
1 Jul 2026 14:19:12 KST [Local batch simulation controller] Job LHS-000198 started. 51 more to go!
1 Jul 2026 14:19:22 KST [Local batch simulation controller] Job LHS-000199 started. 50 more to go!
1 Jul 2026 14:19:25 KST [Local batch simulation controller] Job LHS-000200 started. 49 more to go!
1 Jul 2026 14:19:30 KST [Local batch simulation controller] Job LHS-000201 started. 48 more to go!
1 Jul 2026 14:19:33 KST [Local batch simulation controller] Job LHS-000202 started. 47 more to go!
1 Jul 2026 14:19:43 KST [Local batch simulation controller] Job LHS-000203 started. 46 more to go!
1 Jul 2026 14:19:45 KST [Local batch simulation controller] Job LHS-000204 started. 45 more to go!
1 Jul 2026 14:19:45 KST [Local batch simulation controller] Job LHS-000205 started. 44 more to go!
1 Jul 2026 14:19:48 KST [Local batch simulation controller] Job LHS-000206 started. 43 more to go!
1 Jul 2026 14:19:49 KST [Local batch simulation controller] Job LHS-000207 started. 42 more to go!
1 Jul 2026 14:19:51 KST [Local batch simulation controller] Job LHS-000208 started. 41 more to go!
1 Jul 2026 14:19:52 KST [Local batch simulation controller] Job LHS-000209 started. 40 more to go!
1 Jul 2026 14:19:52 KST [Local batch simulation controller] Job LHS-000210 started. 39 more to go!
1 Jul 2026 14:19:58 KST [Local batch simulation controller] Job LHS-000211 started. 38 more to go!
1 Jul 2026 14:19:58 KST [Local batch simulation controller] Job LHS-000212 started. 37 more to go!
1 Jul 2026 14:20:06 KST [Local batch simulation controller] Job LHS-000213 started. 36 more to go!
1 Jul 2026 14:20:07 KST [Local batch simulation controller] Job LHS-000214 started. 35 more to go!
1 Jul 2026 14:20:07 KST [Local batch simulation controller] Job LHS-000215 started. 34 more to go!
1 Jul 2026 14:20:08 KST [Local batch simulation controller] Job LHS-000216 started. 33 more to go!
1 Jul 2026 14:20:15 KST [Local batch simulation controller] Job LHS-000217 started. 32 more to go!
1 Jul 2026 14:20:20 KST [Local batch simulation controller] Job LHS-000218 started. 31 more to go!
1 Jul 2026 14:20:24 KST [Local batch simulation controller] Job LHS-000219 started. 30 more to go!
1 Jul 2026 14:20:30 KST [Local batch simulation controller] Job LHS-000220 started. 29 more to go!
1 Jul 2026 14:20:30 KST [Local batch simulation controller] Job LHS-000221 started. 28 more to go!
1 Jul 2026 14:20:39 KST [Local batch simulation controller] Job LHS-000222 started. 27 more to go!
1 Jul 2026 14:20:48 KST [Local batch simulation controller] Job LHS-000223 started. 26 more to go!
1 Jul 2026 14:20:56 KST [Local batch simulation controller] Job LHS-000224 started. 25 more to go!
1 Jul 2026 14:21:00 KST [Local batch simulation controller] Job LHS-000225 started. 24 more to go!
1 Jul 2026 14:21:02 KST [Local batch simulation controller] Job LHS-000226 started. 23 more to go!
1 Jul 2026 14:21:12 KST [Local batch simulation controller] Job LHS-000227 started. 22 more to go!
1 Jul 2026 14:21:13 KST [Local batch simulation controller] Job LHS-000228 started. 21 more to go!
1 Jul 2026 14:21:27 KST [Local batch simulation controller] Job LHS-000229 started. 20 more to go!
1 Jul 2026 14:21:34 KST [Local batch simulation controller] Job LHS-000230 started. 19 more to go!
1 Jul 2026 14:21:38 KST [Local batch simulation controller] Job LHS-000231 started. 18 more to go!
1 Jul 2026 14:21:39 KST [Local batch simulation controller] Job LHS-000232 started. 17 more to go!
1 Jul 2026 14:21:42 KST [Local batch simulation controller] Job LHS-000233 started. 16 more to go!
1 Jul 2026 14:21:45 KST [Local batch simulation controller] Job LHS-000234 started. 15 more to go!
1 Jul 2026 14:21:46 KST [Local batch simulation controller] Job LHS-000235 started. 14 more to go!
1 Jul 2026 14:21:59 KST [Local batch simulation controller] Job LHS-000236 started. 13 more to go!
1 Jul 2026 14:22:01 KST [Local batch simulation controller] Job LHS-000237 started. 12 more to go!
1 Jul 2026 14:22:04 KST [Local batch simulation controller] Job LHS-000238 started. 11 more to go!
1 Jul 2026 14:22:10 KST [Local batch simulation controller] Job LHS-000239 started. 10 more to go!
1 Jul 2026 14:22:16 KST [Local batch simulation controller] Job LHS-000240 started. 9 more to go!
1 Jul 2026 14:22:24 KST [Local batch simulation controller] Job LHS-000241 started. 8 more to go!
1 Jul 2026 14:22:38 KST [Local batch simulation controller] Job LHS-000242 started. 7 more to go!
1 Jul 2026 14:22:45 KST [Local batch simulation controller] Job LHS-000243 started. 6 more to go!
1 Jul 2026 14:22:47 KST [Local batch simulation controller] Job LHS-000244 started. 5 more to go!
1 Jul 2026 14:23:07 KST [Local batch simulation controller] Job LHS-000245 started. 4 more to go!
1 Jul 2026 14:23:07 KST [Local batch simulation controller] Job LHS-000246 started. 3 more to go!
1 Jul 2026 14:23:15 KST [Local batch simulation controller] Job LHS-000247 started. 2 more to go!
1 Jul 2026 14:23:16 KST [Local batch simulation controller] Job LHS-000248 started. 1 more to go!
1 Jul 2026 14:23:22 KST [Local batch simulation controller] Job LHS-000249 started. 0 more to go!
1 Jul 2026 14:23:22 KST [Local batch simulation controller] Nearly there ...
1 Jul 2026 14:24:48 KST [Local batch simulation controller] Local batch simulation controller is FINISHED [Que=0, Run=0, Fin=250]
1 Jul 2026 14:24:48 KST [Local batch simulation controller] Local agent stopped.
1 Jul 2026 14:24:48 KST [Local batch simulation controller] Collecting results ...
1 Jul 2026 14:24:48 KST [Local batch simulation controller] Standard report collector collected 250 simulation reports in D:\1. Research\0. CONFERENCE PAPER\2026.09_ICAE2026\3. DATA_CODE\CODE\data\jEPlus-LHS\1_Baseline\RunTimes.csv
1 Jul 2026 14:24:48 KST [Local batch simulation controller] Standard report collector collected job index table in D:\1. Research\0. CONFERENCE PAPER\2026.09_ICAE2026\3. DATA_CODE\CODE\data\jEPlus-LHS\1_Baseline\SimJobIndex.csv
1 Jul 2026 14:24:52 KST [Local batch simulation controller] Combined result table AllCombinedResults.csv is created.
1 Jul 2026 14:24:52 KST [Local batch simulation controller] Derivative result table AllDerivedResults.csv is created.
1 Jul 2026 14:24:52 KST [Local batch simulation controller] All done!
1 Jul 2026 14:24:52 KST [Local batch simulation controller] Simulation finished at: Wed, 1 Jul 2026 14:24:52
1 Jul 2026 14:24:52 KST [Local batch simulation controller] Total execution time = 1059 seconds.
The project contains:
D:\1. Research\0. CONFERENCE PAPER\2026.09_ICAE2026\3. DATA_CODE\CODE\data\energy_models\ASHRAE901_OfficeMedium_STD2019_HoChiMinh.idf
D:\1. Research\0. CONFERENCE PAPER\2026.09_ICAE2026\3. DATA_CODE\jEPlus-LHS\my_results.rvi
Validating jobs. Hang on ...
Validation successful!
Validation result: pass
Warning: no report variable is defined. This project may not work with jEPlus+EA.
Jobs are compiled from 1 models and 1 weather files, with the following
Parameter Chains:
P1("@@P1_Wall_R@@") --> P2("@@P2_Roof_R@@") --> P3("@@P3_Roof_Abs@@") --> P4("@@P4_U@@¦@@P4_SHGC@@¦@@P4_VT@@") --> P5("@@P5_COP@@") --> P6("@@P6_ClgSetp@@") --> P7("@@P7_LPD@@") --> 62500 jobs
62,500 jobs have been identified in total.
Simulation work directories and results will be stored in: D:\1. Research\0. CONFERENCE PAPER\2026.09_ICAE2026\3. DATA_CODE\CODE\data\jEPlus-LHS\2\
A LHS sample of 250 jobs has started ...
1 Jul 2026 14:26:54 KST [Local batch simulation controller] Writing job lists to D:\1. Research\0. CONFERENCE PAPER\2026.09_ICAE2026\3. DATA_CODE\CODE\data\jEPlus-LHS\joblist_out.csv
1 Jul 2026 14:26:54 KST [Local batch simulation controller] Job LHS-000000 started. 249 more to go!
1 Jul 2026 14:26:54 KST [Local batch simulation controller] Job LHS-000001 started. 248 more to go!
1 Jul 2026 14:26:55 KST [Local batch simulation controller] Job LHS-000002 started. 247 more to go!
1 Jul 2026 14:26:55 KST [Local batch simulation controller] Job LHS-000003 started. 246 more to go!
1 Jul 2026 14:26:55 KST [Local batch simulation controller] Job LHS-000004 started. 245 more to go!
1 Jul 2026 14:26:55 KST [Local batch simulation controller] Job LHS-000005 started. 244 more to go!
1 Jul 2026 14:26:55 KST [Local batch simulation controller] Job LHS-000006 started. 243 more to go!
1 Jul 2026 14:26:56 KST [Local batch simulation controller] Job LHS-000007 started. 242 more to go!
1 Jul 2026 14:26:56 KST [Local batch simulation controller] Job LHS-000008 started. 241 more to go!
1 Jul 2026 14:26:56 KST [Local batch simulation controller] Job LHS-000009 started. 240 more to go!
1 Jul 2026 14:26:56 KST [Local batch simulation controller] Job LHS-000010 started. 239 more to go!
1 Jul 2026 14:26:56 KST [Local batch simulation controller] Job LHS-000011 started. 238 more to go!
1 Jul 2026 14:26:56 KST [Local batch simulation controller] Job LHS-000012 started. 237 more to go!
1 Jul 2026 14:26:56 KST [Local batch simulation controller] Job LHS-000013 started. 236 more to go!
1 Jul 2026 14:26:56 KST [Local batch simulation controller] Job LHS-000014 started. 235 more to go!
1 Jul 2026 14:26:56 KST [Local batch simulation controller] Job LHS-000015 started. 234 more to go!
1 Jul 2026 14:26:57 KST [Local batch simulation controller] Job LHS-000016 started. 233 more to go!
1 Jul 2026 14:26:57 KST [Local batch simulation controller] Job LHS-000017 started. 232 more to go!
1 Jul 2026 14:26:57 KST [Local batch simulation controller] Job LHS-000018 started. 231 more to go!
1 Jul 2026 14:26:57 KST [Local batch simulation controller] Job LHS-000019 started. 230 more to go!
1 Jul 2026 14:26:57 KST [Local batch simulation controller] Job LHS-000020 started. 229 more to go!
1 Jul 2026 14:26:57 KST [Local batch simulation controller] Job LHS-000021 started. 228 more to go!
1 Jul 2026 14:26:57 KST [Local batch simulation controller] Job LHS-000022 started. 227 more to go!
1 Jul 2026 14:26:57 KST [Local batch simulation controller] Job LHS-000023 started. 226 more to go!
1 Jul 2026 14:26:57 KST [Local batch simulation controller] Job LHS-000024 started. 225 more to go!
1 Jul 2026 14:26:57 KST [Local batch simulation controller] Job LHS-000025 started. 224 more to go!
1 Jul 2026 14:26:58 KST [Local batch simulation controller] Job LHS-000026 started. 223 more to go!
1 Jul 2026 14:26:58 KST [Local batch simulation controller] Job LHS-000027 started. 222 more to go!
1 Jul 2026 14:28:21 KST [Local batch simulation controller] Job LHS-000028 started. 221 more to go!
1 Jul 2026 14:28:22 KST [Local batch simulation controller] Job LHS-000029 started. 220 more to go!
1 Jul 2026 14:28:23 KST [Local batch simulation controller] Job LHS-000030 started. 219 more to go!
1 Jul 2026 14:28:27 KST [Local batch simulation controller] Job LHS-000031 started. 218 more to go!
1 Jul 2026 14:28:29 KST [Local batch simulation controller] Job LHS-000032 started. 217 more to go!
1 Jul 2026 14:28:32 KST [Local batch simulation controller] Job LHS-000033 started. 216 more to go!
1 Jul 2026 14:28:32 KST [Local batch simulation controller] Job LHS-000034 started. 215 more to go!
1 Jul 2026 14:28:33 KST [Local batch simulation controller] Job LHS-000035 started. 214 more to go!
1 Jul 2026 14:28:34 KST [Local batch simulation controller] Job LHS-000036 started. 213 more to go!
1 Jul 2026 14:28:35 KST [Local batch simulation controller] Job LHS-000037 started. 212 more to go!
1 Jul 2026 14:28:38 KST [Local batch simulation controller] Job LHS-000038 started. 211 more to go!
1 Jul 2026 14:28:39 KST [Local batch simulation controller] Job LHS-000039 started. 210 more to go!
1 Jul 2026 14:28:40 KST [Local batch simulation controller] Job LHS-000040 started. 209 more to go!
1 Jul 2026 14:28:41 KST [Local batch simulation controller] Job LHS-000041 started. 208 more to go!
1 Jul 2026 14:28:41 KST [Local batch simulation controller] Job LHS-000042 started. 207 more to go!
1 Jul 2026 14:28:42 KST [Local batch simulation controller] Job LHS-000043 started. 206 more to go!
1 Jul 2026 14:28:43 KST [Local batch simulation controller] Job LHS-000044 started. 205 more to go!
1 Jul 2026 14:28:46 KST [Local batch simulation controller] Job LHS-000045 started. 204 more to go!
1 Jul 2026 14:28:47 KST [Local batch simulation controller] Job LHS-000046 started. 203 more to go!
1 Jul 2026 14:28:53 KST [Local batch simulation controller] Job LHS-000047 started. 202 more to go!
1 Jul 2026 14:28:54 KST [Local batch simulation controller] Job LHS-000048 started. 201 more to go!
1 Jul 2026 14:28:56 KST [Local batch simulation controller] Job LHS-000049 started. 200 more to go!
1 Jul 2026 14:28:56 KST [Local batch simulation controller] Job LHS-000050 started. 199 more to go!
1 Jul 2026 14:28:57 KST [Local batch simulation controller] Job LHS-000051 started. 198 more to go!
1 Jul 2026 14:28:59 KST [Local batch simulation controller] Job LHS-000052 started. 197 more to go!
1 Jul 2026 14:28:59 KST [Local batch simulation controller] Job LHS-000053 started. 196 more to go!
1 Jul 2026 14:29:01 KST [Local batch simulation controller] Job LHS-000054 started. 195 more to go!
1 Jul 2026 14:29:02 KST [Local batch simulation controller] Job LHS-000055 started. 194 more to go!
1 Jul 2026 14:30:05 KST [Local batch simulation controller] Job LHS-000056 started. 193 more to go!
1 Jul 2026 14:30:07 KST [Local batch simulation controller] Job LHS-000057 started. 192 more to go!
1 Jul 2026 14:30:11 KST [Local batch simulation controller] Job LHS-000058 started. 191 more to go!
1 Jul 2026 14:30:14 KST [Local batch simulation controller] Job LHS-000059 started. 190 more to go!
1 Jul 2026 14:30:15 KST [Local batch simulation controller] Job LHS-000060 started. 189 more to go!
1 Jul 2026 14:30:24 KST [Local batch simulation controller] Job LHS-000061 started. 188 more to go!
1 Jul 2026 14:30:24 KST [Local batch simulation controller] Job LHS-000062 started. 187 more to go!
1 Jul 2026 14:30:26 KST [Local batch simulation controller] Job LHS-000063 started. 186 more to go!
1 Jul 2026 14:30:31 KST [Local batch simulation controller] Job LHS-000064 started. 185 more to go!
1 Jul 2026 14:30:32 KST [Local batch simulation controller] Job LHS-000065 started. 184 more to go!
1 Jul 2026 14:30:33 KST [Local batch simulation controller] Job LHS-000066 started. 183 more to go!
1 Jul 2026 14:30:35 KST [Local batch simulation controller] Job LHS-000067 started. 182 more to go!
1 Jul 2026 14:30:37 KST [Local batch simulation controller] Job LHS-000068 started. 181 more to go!
1 Jul 2026 14:30:40 KST [Local batch simulation controller] Job LHS-000069 started. 180 more to go!
1 Jul 2026 14:30:40 KST [Local batch simulation controller] Job LHS-000070 started. 179 more to go!
1 Jul 2026 14:30:42 KST [Local batch simulation controller] Job LHS-000071 started. 178 more to go!
1 Jul 2026 14:30:44 KST [Local batch simulation controller] Job LHS-000072 started. 177 more to go!
1 Jul 2026 14:30:48 KST [Local batch simulation controller] Job LHS-000073 started. 176 more to go!
1 Jul 2026 14:30:49 KST [Local batch simulation controller] Job LHS-000074 started. 175 more to go!
1 Jul 2026 14:30:50 KST [Local batch simulation controller] Job LHS-000075 started. 174 more to go!
1 Jul 2026 14:30:51 KST [Local batch simulation controller] Job LHS-000076 started. 173 more to go!
1 Jul 2026 14:30:51 KST [Local batch simulation controller] Job LHS-000077 started. 172 more to go!
1 Jul 2026 14:30:53 KST [Local batch simulation controller] Job LHS-000078 started. 171 more to go!
1 Jul 2026 14:30:54 KST [Local batch simulation controller] Job LHS-000079 started. 170 more to go!
1 Jul 2026 14:30:59 KST [Local batch simulation controller] Job LHS-000080 started. 169 more to go!
1 Jul 2026 14:31:01 KST [Local batch simulation controller] Job LHS-000081 started. 168 more to go!
1 Jul 2026 14:31:03 KST [Local batch simulation controller] Job LHS-000082 started. 167 more to go!
1 Jul 2026 14:31:09 KST [Local batch simulation controller] Job LHS-000083 started. 166 more to go!
1 Jul 2026 14:31:49 KST [Local batch simulation controller] Job LHS-000084 started. 165 more to go!
1 Jul 2026 14:31:56 KST [Local batch simulation controller] Job LHS-000085 started. 164 more to go!
1 Jul 2026 14:31:59 KST [Local batch simulation controller] Job LHS-000086 started. 163 more to go!
1 Jul 2026 14:32:00 KST [Local batch simulation controller] Job LHS-000087 started. 162 more to go!
1 Jul 2026 14:32:01 KST [Local batch simulation controller] Job LHS-000088 started. 161 more to go!
1 Jul 2026 14:32:05 KST [Local batch simulation controller] Job LHS-000089 started. 160 more to go!
1 Jul 2026 14:32:05 KST [Local batch simulation controller] Job LHS-000090 started. 159 more to go!
1 Jul 2026 14:32:08 KST [Local batch simulation controller] Job LHS-000091 started. 158 more to go!
1 Jul 2026 14:32:11 KST [Local batch simulation controller] Job LHS-000092 started. 157 more to go!
1 Jul 2026 14:32:18 KST [Local batch simulation controller] Job LHS-000093 started. 156 more to go!
1 Jul 2026 14:32:20 KST [Local batch simulation controller] Job LHS-000094 started. 155 more to go!
1 Jul 2026 14:32:23 KST [Local batch simulation controller] Job LHS-000095 started. 154 more to go!
1 Jul 2026 14:32:24 KST [Local batch simulation controller] Job LHS-000096 started. 153 more to go!
1 Jul 2026 14:32:27 KST [Local batch simulation controller] Job LHS-000097 started. 152 more to go!
1 Jul 2026 14:32:31 KST [Local batch simulation controller] Job LHS-000098 started. 151 more to go!
1 Jul 2026 14:32:31 KST [Local batch simulation controller] Job LHS-000099 started. 150 more to go!
1 Jul 2026 14:32:34 KST [Local batch simulation controller] Job LHS-000100 started. 149 more to go!
1 Jul 2026 14:32:35 KST [Local batch simulation controller] Job LHS-000101 started. 148 more to go!
1 Jul 2026 14:32:38 KST [Local batch simulation controller] Job LHS-000102 started. 147 more to go!
1 Jul 2026 14:32:38 KST [Local batch simulation controller] Job LHS-000103 started. 146 more to go!
1 Jul 2026 14:32:39 KST [Local batch simulation controller] Job LHS-000104 started. 145 more to go!
1 Jul 2026 14:32:42 KST [Local batch simulation controller] Job LHS-000105 started. 144 more to go!
1 Jul 2026 14:32:47 KST [Local batch simulation controller] Job LHS-000106 started. 143 more to go!
1 Jul 2026 14:32:54 KST [Local batch simulation controller] Job LHS-000107 started. 142 more to go!
1 Jul 2026 14:32:56 KST [Local batch simulation controller] Job LHS-000108 started. 141 more to go!
1 Jul 2026 14:32:57 KST [Local batch simulation controller] Job LHS-000109 started. 140 more to go!
1 Jul 2026 14:32:58 KST [Local batch simulation controller] Job LHS-000110 started. 139 more to go!
1 Jul 2026 14:33:08 KST [Local batch simulation controller] Job LHS-000111 started. 138 more to go!
1 Jul 2026 14:33:46 KST [Local batch simulation controller] Job LHS-000112 started. 137 more to go!
1 Jul 2026 14:33:47 KST [Local batch simulation controller] Job LHS-000113 started. 136 more to go!
1 Jul 2026 14:33:51 KST [Local batch simulation controller] Job LHS-000114 started. 135 more to go!
1 Jul 2026 14:33:56 KST [Local batch simulation controller] Job LHS-000115 started. 134 more to go!
1 Jul 2026 14:34:00 KST [Local batch simulation controller] Job LHS-000116 started. 133 more to go!
1 Jul 2026 14:34:02 KST [Local batch simulation controller] Job LHS-000117 started. 132 more to go!
1 Jul 2026 14:34:03 KST [Local batch simulation controller] Job LHS-000118 started. 131 more to go!
1 Jul 2026 14:34:04 KST [Local batch simulation controller] Job LHS-000119 started. 130 more to go!
1 Jul 2026 14:34:10 KST [Local batch simulation controller] Job LHS-000120 started. 129 more to go!
1 Jul 2026 14:34:10 KST [Local batch simulation controller] Job LHS-000121 started. 128 more to go!
1 Jul 2026 14:34:12 KST [Local batch simulation controller] Job LHS-000122 started. 127 more to go!
1 Jul 2026 14:34:12 KST [Local batch simulation controller] Job LHS-000123 started. 126 more to go!
1 Jul 2026 14:34:15 KST [Local batch simulation controller] Job LHS-000124 started. 125 more to go!
1 Jul 2026 14:34:15 KST [Local batch simulation controller] Job LHS-000125 started. 124 more to go!
1 Jul 2026 14:34:20 KST [Local batch simulation controller] Job LHS-000126 started. 123 more to go!
1 Jul 2026 14:34:24 KST [Local batch simulation controller] Job LHS-000127 started. 122 more to go!
1 Jul 2026 14:34:24 KST [Local batch simulation controller] Job LHS-000128 started. 121 more to go!
1 Jul 2026 14:34:25 KST [Local batch simulation controller] Job LHS-000129 started. 120 more to go!
1 Jul 2026 14:34:26 KST [Local batch simulation controller] Job LHS-000130 started. 119 more to go!
1 Jul 2026 14:34:28 KST [Local batch simulation controller] Job LHS-000131 started. 118 more to go!
1 Jul 2026 14:34:30 KST [Local batch simulation controller] Job LHS-000132 started. 117 more to go!
1 Jul 2026 14:34:31 KST [Local batch simulation controller] Job LHS-000133 started. 116 more to go!
1 Jul 2026 14:34:39 KST [Local batch simulation controller] Job LHS-000134 started. 115 more to go!
1 Jul 2026 14:34:39 KST [Local batch simulation controller] Job LHS-000135 started. 114 more to go!
1 Jul 2026 14:34:46 KST [Local batch simulation controller] Job LHS-000136 started. 113 more to go!
1 Jul 2026 14:34:48 KST [Local batch simulation controller] Job LHS-000137 started. 112 more to go!
1 Jul 2026 14:34:52 KST [Local batch simulation controller] Job LHS-000138 started. 111 more to go!
1 Jul 2026 14:35:12 KST [Local batch simulation controller] Job LHS-000139 started. 110 more to go!
1 Jul 2026 14:35:14 KST [Local batch simulation controller] Job LHS-000140 started. 109 more to go!
1 Jul 2026 14:35:28 KST [Local batch simulation controller] Job LHS-000141 started. 108 more to go!
1 Jul 2026 14:35:41 KST [Local batch simulation controller] Job LHS-000142 started. 107 more to go!
1 Jul 2026 14:35:46 KST [Local batch simulation controller] Job LHS-000143 started. 106 more to go!
1 Jul 2026 14:35:48 KST [Local batch simulation controller] Job LHS-000144 started. 105 more to go!
1 Jul 2026 14:35:49 KST [Local batch simulation controller] Job LHS-000145 started. 104 more to go!
1 Jul 2026 14:35:49 KST [Local batch simulation controller] Job LHS-000146 started. 103 more to go!
1 Jul 2026 14:35:52 KST [Local batch simulation controller] Job LHS-000147 started. 102 more to go!
1 Jul 2026 14:35:52 KST [Local batch simulation controller] Job LHS-000148 started. 101 more to go!
1 Jul 2026 14:35:54 KST [Local batch simulation controller] Job LHS-000149 started. 100 more to go!
1 Jul 2026 14:36:02 KST [Local batch simulation controller] Job LHS-000150 started. 99 more to go!
1 Jul 2026 14:36:04 KST [Local batch simulation controller] Job LHS-000151 started. 98 more to go!
1 Jul 2026 14:36:07 KST [Local batch simulation controller] Job LHS-000152 started. 97 more to go!
1 Jul 2026 14:36:09 KST [Local batch simulation controller] Job LHS-000153 started. 96 more to go!
1 Jul 2026 14:36:11 KST [Local batch simulation controller] Job LHS-000154 started. 95 more to go!
1 Jul 2026 14:36:11 KST [Local batch simulation controller] Job LHS-000155 started. 94 more to go!
1 Jul 2026 14:36:11 KST [Local batch simulation controller] Job LHS-000156 started. 93 more to go!
1 Jul 2026 14:36:16 KST [Local batch simulation controller] Job LHS-000157 started. 92 more to go!
1 Jul 2026 14:36:16 KST [Local batch simulation controller] Job LHS-000158 started. 91 more to go!
1 Jul 2026 14:36:19 KST [Local batch simulation controller] Job LHS-000159 started. 90 more to go!
1 Jul 2026 14:36:22 KST [Local batch simulation controller] Job LHS-000160 started. 89 more to go!
1 Jul 2026 14:36:29 KST [Local batch simulation controller] Job LHS-000161 started. 88 more to go!
1 Jul 2026 14:36:31 KST [Local batch simulation controller] Job LHS-000162 started. 87 more to go!
1 Jul 2026 14:36:33 KST [Local batch simulation controller] Job LHS-000163 started. 86 more to go!
1 Jul 2026 14:36:37 KST [Local batch simulation controller] Job LHS-000164 started. 85 more to go!
1 Jul 2026 14:36:37 KST [Local batch simulation controller] Job LHS-000165 started. 84 more to go!
1 Jul 2026 14:36:40 KST [Local batch simulation controller] Job LHS-000166 started. 83 more to go!
1 Jul 2026 14:37:05 KST [Local batch simulation controller] Job LHS-000167 started. 82 more to go!
1 Jul 2026 14:37:09 KST [Local batch simulation controller] Job LHS-000168 started. 81 more to go!
1 Jul 2026 14:37:16 KST [Local batch simulation controller] Job LHS-000169 started. 80 more to go!
1 Jul 2026 14:37:35 KST [Local batch simulation controller] Job LHS-000170 started. 79 more to go!
1 Jul 2026 14:37:41 KST [Local batch simulation controller] Job LHS-000171 started. 78 more to go!
1 Jul 2026 14:37:42 KST [Local batch simulation controller] Job LHS-000172 started. 77 more to go!
1 Jul 2026 14:37:43 KST [Local batch simulation controller] Job LHS-000173 started. 76 more to go!
1 Jul 2026 14:37:43 KST [Local batch simulation controller] Job LHS-000174 started. 75 more to go!
1 Jul 2026 14:37:46 KST [Local batch simulation controller] Job LHS-000175 started. 74 more to go!
1 Jul 2026 14:37:49 KST [Local batch simulation controller] Job LHS-000176 started. 73 more to go!
1 Jul 2026 14:37:49 KST [Local batch simulation controller] Job LHS-000177 started. 72 more to go!
1 Jul 2026 14:37:53 KST [Local batch simulation controller] Job LHS-000178 started. 71 more to go!
1 Jul 2026 14:37:55 KST [Local batch simulation controller] Job LHS-000179 started. 70 more to go!
1 Jul 2026 14:37:57 KST [Local batch simulation controller] Job LHS-000180 started. 69 more to go!
1 Jul 2026 14:37:58 KST [Local batch simulation controller] Job LHS-000181 started. 68 more to go!
1 Jul 2026 14:37:59 KST [Local batch simulation controller] Job LHS-000182 started. 67 more to go!
1 Jul 2026 14:37:59 KST [Local batch simulation controller] Job LHS-000183 started. 66 more to go!
1 Jul 2026 14:38:06 KST [Local batch simulation controller] Job LHS-000184 started. 65 more to go!
1 Jul 2026 14:38:08 KST [Local batch simulation controller] Job LHS-000185 started. 64 more to go!
1 Jul 2026 14:38:09 KST [Local batch simulation controller] Job LHS-000186 started. 63 more to go!
1 Jul 2026 14:38:18 KST [Local batch simulation controller] Job LHS-000187 started. 62 more to go!
1 Jul 2026 14:38:23 KST [Local batch simulation controller] Job LHS-000188 started. 61 more to go!
1 Jul 2026 14:38:24 KST [Local batch simulation controller] Job LHS-000189 started. 60 more to go!
1 Jul 2026 14:38:25 KST [Local batch simulation controller] Job LHS-000190 started. 59 more to go!
1 Jul 2026 14:38:27 KST [Local batch simulation controller] Job LHS-000191 started. 58 more to go!
1 Jul 2026 14:38:29 KST [Local batch simulation controller] Job LHS-000192 started. 57 more to go!
1 Jul 2026 14:38:31 KST [Local batch simulation controller] Job LHS-000193 started. 56 more to go!
1 Jul 2026 14:38:47 KST [Local batch simulation controller] Job LHS-000194 started. 55 more to go!
1 Jul 2026 14:38:50 KST [Local batch simulation controller] Job LHS-000195 started. 54 more to go!
1 Jul 2026 14:38:52 KST [Local batch simulation controller] Job LHS-000196 started. 53 more to go!
1 Jul 2026 14:38:58 KST [Local batch simulation controller] Job LHS-000197 started. 52 more to go!
1 Jul 2026 14:39:17 KST [Local batch simulation controller] Job LHS-000198 started. 51 more to go!
1 Jul 2026 14:39:19 KST [Local batch simulation controller] Job LHS-000199 started. 50 more to go!
1 Jul 2026 14:39:27 KST [Local batch simulation controller] Job LHS-000200 started. 49 more to go!
1 Jul 2026 14:39:29 KST [Local batch simulation controller] Job LHS-000201 started. 48 more to go!
1 Jul 2026 14:39:31 KST [Local batch simulation controller] Job LHS-000202 started. 47 more to go!
1 Jul 2026 14:39:32 KST [Local batch simulation controller] Job LHS-000203 started. 46 more to go!
1 Jul 2026 14:39:34 KST [Local batch simulation controller] Job LHS-000204 started. 45 more to go!
1 Jul 2026 14:39:38 KST [Local batch simulation controller] Job LHS-000205 started. 44 more to go!
1 Jul 2026 14:39:39 KST [Local batch simulation controller] Job LHS-000206 started. 43 more to go!
1 Jul 2026 14:39:40 KST [Local batch simulation controller] Job LHS-000207 started. 42 more to go!
1 Jul 2026 14:39:43 KST [Local batch simulation controller] Job LHS-000208 started. 41 more to go!
1 Jul 2026 14:39:44 KST [Local batch simulation controller] Job LHS-000209 started. 40 more to go!
1 Jul 2026 14:39:47 KST [Local batch simulation controller] Job LHS-000210 started. 39 more to go!
1 Jul 2026 14:39:48 KST [Local batch simulation controller] Job LHS-000211 started. 38 more to go!
1 Jul 2026 14:39:50 KST [Local batch simulation controller] Job LHS-000212 started. 37 more to go!
1 Jul 2026 14:39:52 KST [Local batch simulation controller] Job LHS-000213 started. 36 more to go!
1 Jul 2026 14:39:53 KST [Local batch simulation controller] Job LHS-000214 started. 35 more to go!
1 Jul 2026 14:40:09 KST [Local batch simulation controller] Job LHS-000215 started. 34 more to go!
1 Jul 2026 14:40:13 KST [Local batch simulation controller] Job LHS-000216 started. 33 more to go!
1 Jul 2026 14:40:13 KST [Local batch simulation controller] Job LHS-000217 started. 32 more to go!
1 Jul 2026 14:40:16 KST [Local batch simulation controller] Job LHS-000218 started. 31 more to go!
1 Jul 2026 14:40:17 KST [Local batch simulation controller] Job LHS-000219 started. 30 more to go!
1 Jul 2026 14:40:21 KST [Local batch simulation controller] Job LHS-000220 started. 29 more to go!
1 Jul 2026 14:40:32 KST [Local batch simulation controller] Job LHS-000221 started. 28 more to go!
1 Jul 2026 14:40:40 KST [Local batch simulation controller] Job LHS-000222 started. 27 more to go!
1 Jul 2026 14:40:46 KST [Local batch simulation controller] Job LHS-000223 started. 26 more to go!
1 Jul 2026 14:40:56 KST [Local batch simulation controller] Job LHS-000224 started. 25 more to go!
1 Jul 2026 14:40:57 KST [Local batch simulation controller] Job LHS-000225 started. 24 more to go!
1 Jul 2026 14:41:07 KST [Local batch simulation controller] Job LHS-000226 started. 23 more to go!
1 Jul 2026 14:41:13 KST [Local batch simulation controller] Job LHS-000227 started. 22 more to go!
1 Jul 2026 14:41:14 KST [Local batch simulation controller] Job LHS-000228 started. 21 more to go!
1 Jul 2026 14:41:15 KST [Local batch simulation controller] Job LHS-000229 started. 20 more to go!
1 Jul 2026 14:41:16 KST [Local batch simulation controller] Job LHS-000230 started. 19 more to go!
1 Jul 2026 14:41:27 KST [Local batch simulation controller] Job LHS-000231 started. 18 more to go!
1 Jul 2026 14:41:27 KST [Local batch simulation controller] Job LHS-000232 started. 17 more to go!
1 Jul 2026 14:41:30 KST [Local batch simulation controller] Job LHS-000233 started. 16 more to go!
1 Jul 2026 14:41:31 KST [Local batch simulation controller] Job LHS-000234 started. 15 more to go!
1 Jul 2026 14:41:32 KST [Local batch simulation controller] Job LHS-000235 started. 14 more to go!
1 Jul 2026 14:41:33 KST [Local batch simulation controller] Job LHS-000236 started. 13 more to go!
1 Jul 2026 14:41:35 KST [Local batch simulation controller] Job LHS-000237 started. 12 more to go!
1 Jul 2026 14:41:36 KST [Local batch simulation controller] Job LHS-000238 started. 11 more to go!
1 Jul 2026 14:41:44 KST [Local batch simulation controller] Job LHS-000239 started. 10 more to go!
1 Jul 2026 14:41:46 KST [Local batch simulation controller] Job LHS-000240 started. 9 more to go!
1 Jul 2026 14:41:53 KST [Local batch simulation controller] Job LHS-000241 started. 8 more to go!
1 Jul 2026 14:41:54 KST [Local batch simulation controller] Job LHS-000242 started. 7 more to go!
1 Jul 2026 14:41:55 KST [Local batch simulation controller] Job LHS-000243 started. 6 more to go!
1 Jul 2026 14:42:03 KST [Local batch simulation controller] Job LHS-000244 started. 5 more to go!
1 Jul 2026 14:42:05 KST [Local batch simulation controller] Job LHS-000245 started. 4 more to go!
1 Jul 2026 14:42:08 KST [Local batch simulation controller] Job LHS-000246 started. 3 more to go!
1 Jul 2026 14:42:18 KST [Local batch simulation controller] Job LHS-000247 started. 2 more to go!
1 Jul 2026 14:42:21 KST [Local batch simulation controller] Job LHS-000248 started. 1 more to go!
1 Jul 2026 14:42:22 KST [Local batch simulation controller] Job LHS-000249 started. 0 more to go!
1 Jul 2026 14:42:22 KST [Local batch simulation controller] Nearly there ...
1 Jul 2026 14:43:37 KST [Local batch simulation controller] Local batch simulation controller is FINISHED [Que=0, Run=0, Fin=250]
1 Jul 2026 14:43:37 KST [Local batch simulation controller] Local agent stopped.
1 Jul 2026 14:43:37 KST [Local batch simulation controller] Collecting results ...
1 Jul 2026 14:43:37 KST [Local batch simulation controller] Standard report collector collected 250 simulation reports in D:\1. Research\0. CONFERENCE PAPER\2026.09_ICAE2026\3. DATA_CODE\CODE\data\jEPlus-LHS\2\RunTimes.csv
1 Jul 2026 14:43:37 KST [Local batch simulation controller] Standard report collector collected job index table in D:\1. Research\0. CONFERENCE PAPER\2026.09_ICAE2026\3. DATA_CODE\CODE\data\jEPlus-LHS\2\SimJobIndex.csv
1 Jul 2026 14:43:41 KST [Local batch simulation controller] Combined result table AllCombinedResults.csv is created.
1 Jul 2026 14:43:41 KST [Local batch simulation controller] Derivative result table AllDerivedResults.csv is created.
1 Jul 2026 14:43:41 KST [Local batch simulation controller] All done!
1 Jul 2026 14:43:41 KST [Local batch simulation controller] Simulation finished at: Wed, 1 Jul 2026 14:43:41
1 Jul 2026 14:43:41 KST [Local batch simulation controller] Total execution time = 1007 seconds.
Validating jobs. Hang on ...
Validation successful!
Validation result: pass
Warning: no report variable is defined. This project may not work with jEPlus+EA.
Jobs are compiled from 1 models and 1 weather files, with the following
Parameter Chains:
P1("@@P1_Wall_R@@") --> P2("@@P2_Roof_R@@") --> P3("@@P3_Roof_Abs@@") --> P4("@@P4_U@@¦@@P4_SHGC@@¦@@P4_VT@@") --> P5("@@P5_COP@@") --> P6("@@P6_ClgSetp@@") --> P7("@@P7_LPD@@") --> 62500 jobs
62,500 jobs have been identified in total.
Simulation work directories and results will be stored in: D:\1. Research\0. CONFERENCE PAPER\2026.09_ICAE2026\3. DATA_CODE\CODE\data\jEPlus-LHS\3\
A LHS sample of 250 jobs has started ...
1 Jul 2026 14:46:29 KST [Local batch simulation controller] Writing job lists to D:\1. Research\0. CONFERENCE PAPER\2026.09_ICAE2026\3. DATA_CODE\CODE\data\jEPlus-LHS\joblist_out.csv
1 Jul 2026 14:46:29 KST [Local batch simulation controller] Job LHS-000000 started. 249 more to go!
1 Jul 2026 14:46:29 KST [Local batch simulation controller] Job LHS-000001 started. 248 more to go!
1 Jul 2026 14:46:29 KST [Local batch simulation controller] Job LHS-000002 started. 247 more to go!
1 Jul 2026 14:46:30 KST [Local batch simulation controller] Job LHS-000003 started. 246 more to go!
1 Jul 2026 14:46:30 KST [Local batch simulation controller] Job LHS-000004 started. 245 more to go!
1 Jul 2026 14:46:30 KST [Local batch simulation controller] Job LHS-000005 started. 244 more to go!
1 Jul 2026 14:46:30 KST [Local batch simulation controller] Job LHS-000006 started. 243 more to go!
1 Jul 2026 14:46:30 KST [Local batch simulation controller] Job LHS-000007 started. 242 more to go!
1 Jul 2026 14:46:30 KST [Local batch simulation controller] Job LHS-000008 started. 241 more to go!
1 Jul 2026 14:46:30 KST [Local batch simulation controller] Job LHS-000009 started. 240 more to go!
1 Jul 2026 14:46:30 KST [Local batch simulation controller] Job LHS-000010 started. 239 more to go!
1 Jul 2026 14:46:30 KST [Local batch simulation controller] Job LHS-000011 started. 238 more to go!
1 Jul 2026 14:46:31 KST [Local batch simulation controller] Job LHS-000012 started. 237 more to go!
1 Jul 2026 14:46:31 KST [Local batch simulation controller] Job LHS-000013 started. 236 more to go!
1 Jul 2026 14:46:31 KST [Local batch simulation controller] Job LHS-000014 started. 235 more to go!
1 Jul 2026 14:46:31 KST [Local batch simulation controller] Job LHS-000015 started. 234 more to go!
1 Jul 2026 14:46:31 KST [Local batch simulation controller] Job LHS-000016 started. 233 more to go!
1 Jul 2026 14:46:31 KST [Local batch simulation controller] Job LHS-000017 started. 232 more to go!
1 Jul 2026 14:46:31 KST [Local batch simulation controller] Job LHS-000018 started. 231 more to go!
1 Jul 2026 14:46:31 KST [Local batch simulation controller] Job LHS-000019 started. 230 more to go!
1 Jul 2026 14:46:31 KST [Local batch simulation controller] Job LHS-000020 started. 229 more to go!
1 Jul 2026 14:46:31 KST [Local batch simulation controller] Job LHS-000021 started. 228 more to go!
1 Jul 2026 14:46:32 KST [Local batch simulation controller] Job LHS-000022 started. 227 more to go!
1 Jul 2026 14:46:32 KST [Local batch simulation controller] Job LHS-000023 started. 226 more to go!
1 Jul 2026 14:46:32 KST [Local batch simulation controller] Job LHS-000024 started. 225 more to go!
1 Jul 2026 14:46:32 KST [Local batch simulation controller] Job LHS-000025 started. 224 more to go!
1 Jul 2026 14:46:32 KST [Local batch simulation controller] Job LHS-000026 started. 223 more to go!
1 Jul 2026 14:46:32 KST [Local batch simulation controller] Job LHS-000027 started. 222 more to go!
1 Jul 2026 14:47:49 KST [Local batch simulation controller] Job LHS-000028 started. 221 more to go!
1 Jul 2026 14:47:59 KST [Local batch simulation controller] Job LHS-000029 started. 220 more to go!
1 Jul 2026 14:48:02 KST [Local batch simulation controller] Job LHS-000030 started. 219 more to go!
1 Jul 2026 14:48:04 KST [Local batch simulation controller] Job LHS-000031 started. 218 more to go!
1 Jul 2026 14:48:06 KST [Local batch simulation controller] Job LHS-000032 started. 217 more to go!
1 Jul 2026 14:48:08 KST [Local batch simulation controller] Job LHS-000033 started. 216 more to go!
1 Jul 2026 14:48:10 KST [Local batch simulation controller] Job LHS-000034 started. 215 more to go!
1 Jul 2026 14:48:11 KST [Local batch simulation controller] Job LHS-000035 started. 214 more to go!
1 Jul 2026 14:48:18 KST [Local batch simulation controller] Job LHS-000036 started. 213 more to go!
1 Jul 2026 14:48:20 KST [Local batch simulation controller] Job LHS-000037 started. 212 more to go!
1 Jul 2026 14:48:21 KST [Local batch simulation controller] Job LHS-000038 started. 211 more to go!
1 Jul 2026 14:48:22 KST [Local batch simulation controller] Job LHS-000039 started. 210 more to go!
1 Jul 2026 14:48:24 KST [Local batch simulation controller] Job LHS-000040 started. 209 more to go!
1 Jul 2026 14:48:24 KST [Local batch simulation controller] Job LHS-000041 started. 208 more to go!
1 Jul 2026 14:48:24 KST [Local batch simulation controller] Job LHS-000042 started. 207 more to go!
1 Jul 2026 14:48:26 KST [Local batch simulation controller] Job LHS-000043 started. 206 more to go!
1 Jul 2026 14:48:27 KST [Local batch simulation controller] Job LHS-000044 started. 205 more to go!
1 Jul 2026 14:48:28 KST [Local batch simulation controller] Job LHS-000045 started. 204 more to go!
1 Jul 2026 14:48:28 KST [Local batch simulation controller] Job LHS-000046 started. 203 more to go!
1 Jul 2026 14:48:30 KST [Local batch simulation controller] Job LHS-000047 started. 202 more to go!
1 Jul 2026 14:48:32 KST [Local batch simulation controller] Job LHS-000048 started. 201 more to go!
1 Jul 2026 14:48:32 KST [Local batch simulation controller] Job LHS-000049 started. 200 more to go!
1 Jul 2026 14:48:36 KST [Local batch simulation controller] Job LHS-000050 started. 199 more to go!
1 Jul 2026 14:48:36 KST [Local batch simulation controller] Job LHS-000051 started. 198 more to go!
1 Jul 2026 14:48:37 KST [Local batch simulation controller] Job LHS-000052 started. 197 more to go!
1 Jul 2026 14:48:37 KST [Local batch simulation controller] Job LHS-000053 started. 196 more to go!
1 Jul 2026 14:48:37 KST [Local batch simulation controller] Job LHS-000054 started. 195 more to go!
1 Jul 2026 14:48:40 KST [Local batch simulation controller] Job LHS-000055 started. 194 more to go!
1 Jul 2026 14:49:47 KST [Local batch simulation controller] Job LHS-000056 started. 193 more to go!
1 Jul 2026 14:49:51 KST [Local batch simulation controller] Job LHS-000057 started. 192 more to go!
1 Jul 2026 14:49:52 KST [Local batch simulation controller] Job LHS-000058 started. 191 more to go!
1 Jul 2026 14:49:54 KST [Local batch simulation controller] Job LHS-000059 started. 190 more to go!
1 Jul 2026 14:49:54 KST [Local batch simulation controller] Job LHS-000060 started. 189 more to go!
1 Jul 2026 14:49:58 KST [Local batch simulation controller] Job LHS-000061 started. 188 more to go!
1 Jul 2026 14:50:00 KST [Local batch simulation controller] Job LHS-000062 started. 187 more to go!
1 Jul 2026 14:50:04 KST [Local batch simulation controller] Job LHS-000063 started. 186 more to go!
1 Jul 2026 14:50:08 KST [Local batch simulation controller] Job LHS-000064 started. 185 more to go!
1 Jul 2026 14:50:08 KST [Local batch simulation controller] Job LHS-000065 started. 184 more to go!
1 Jul 2026 14:50:12 KST [Local batch simulation controller] Job LHS-000066 started. 183 more to go!
1 Jul 2026 14:50:13 KST [Local batch simulation controller] Job LHS-000067 started. 182 more to go!
1 Jul 2026 14:50:13 KST [Local batch simulation controller] Job LHS-000068 started. 181 more to go!
1 Jul 2026 14:50:13 KST [Local batch simulation controller] Job LHS-000069 started. 180 more to go!
1 Jul 2026 14:50:17 KST [Local batch simulation controller] Job LHS-000070 started. 179 more to go!
1 Jul 2026 14:50:17 KST [Local batch simulation controller] Job LHS-000071 started. 178 more to go!
1 Jul 2026 14:50:18 KST [Local batch simulation controller] Job LHS-000072 started. 177 more to go!
1 Jul 2026 14:50:20 KST [Local batch simulation controller] Job LHS-000073 started. 176 more to go!
1 Jul 2026 14:50:23 KST [Local batch simulation controller] Job LHS-000074 started. 175 more to go!
1 Jul 2026 14:50:24 KST [Local batch simulation controller] Job LHS-000075 started. 174 more to go!
1 Jul 2026 14:50:25 KST [Local batch simulation controller] Job LHS-000076 started. 173 more to go!
1 Jul 2026 14:50:28 KST [Local batch simulation controller] Job LHS-000077 started. 172 more to go!
1 Jul 2026 14:50:30 KST [Local batch simulation controller] Job LHS-000078 started. 171 more to go!
1 Jul 2026 14:50:31 KST [Local batch simulation controller] Job LHS-000079 started. 170 more to go!
1 Jul 2026 14:50:35 KST [Local batch simulation controller] Job LHS-000080 started. 169 more to go!
1 Jul 2026 14:50:47 KST [Local batch simulation controller] Job LHS-000081 started. 168 more to go!
1 Jul 2026 14:50:49 KST [Local batch simulation controller] Job LHS-000082 started. 167 more to go!
1 Jul 2026 14:50:52 KST [Local batch simulation controller] Job LHS-000083 started. 166 more to go!
1 Jul 2026 14:51:24 KST [Local batch simulation controller] Job LHS-000084 started. 165 more to go!
1 Jul 2026 14:51:44 KST [Local batch simulation controller] Job LHS-000085 started. 164 more to go!
1 Jul 2026 14:51:45 KST [Local batch simulation controller] Job LHS-000086 started. 163 more to go!
1 Jul 2026 14:51:48 KST [Local batch simulation controller] Job LHS-000087 started. 162 more to go!
1 Jul 2026 14:51:51 KST [Local batch simulation controller] Job LHS-000088 started. 161 more to go!
1 Jul 2026 14:51:51 KST [Local batch simulation controller] Job LHS-000089 started. 160 more to go!
1 Jul 2026 14:51:54 KST [Local batch simulation controller] Job LHS-000090 started. 159 more to go!
1 Jul 2026 14:51:57 KST [Local batch simulation controller] Job LHS-000091 started. 158 more to go!
1 Jul 2026 14:51:59 KST [Local batch simulation controller] Job LHS-000092 started. 157 more to go!
1 Jul 2026 14:52:01 KST [Local batch simulation controller] Job LHS-000093 started. 156 more to go!
1 Jul 2026 14:52:01 KST [Local batch simulation controller] Job LHS-000094 started. 155 more to go!
1 Jul 2026 14:52:04 KST [Local batch simulation controller] Job LHS-000095 started. 154 more to go!
1 Jul 2026 14:52:04 KST [Local batch simulation controller] Job LHS-000096 started. 153 more to go!
1 Jul 2026 14:52:07 KST [Local batch simulation controller] Job LHS-000097 started. 152 more to go!
1 Jul 2026 14:52:08 KST [Local batch simulation controller] Job LHS-000098 started. 151 more to go!
1 Jul 2026 14:52:14 KST [Local batch simulation controller] Job LHS-000099 started. 150 more to go!
1 Jul 2026 14:52:15 KST [Local batch simulation controller] Job LHS-000100 started. 149 more to go!
1 Jul 2026 14:52:15 KST [Local batch simulation controller] Job LHS-000101 started. 148 more to go!
1 Jul 2026 14:52:17 KST [Local batch simulation controller] Job LHS-000102 started. 147 more to go!
1 Jul 2026 14:52:19 KST [Local batch simulation controller] Job LHS-000103 started. 146 more to go!
1 Jul 2026 14:52:21 KST [Local batch simulation controller] Job LHS-000104 started. 145 more to go!
1 Jul 2026 14:52:22 KST [Local batch simulation controller] Job LHS-000105 started. 144 more to go!
1 Jul 2026 14:52:22 KST [Local batch simulation controller] Job LHS-000106 started. 143 more to go!
1 Jul 2026 14:52:27 KST [Local batch simulation controller] Job LHS-000107 started. 142 more to go!
1 Jul 2026 14:52:32 KST [Local batch simulation controller] Job LHS-000108 started. 141 more to go!
1 Jul 2026 14:52:49 KST [Local batch simulation controller] Job LHS-000109 started. 140 more to go!
1 Jul 2026 14:52:50 KST [Local batch simulation controller] Job LHS-000110 started. 139 more to go!
1 Jul 2026 14:52:57 KST [Local batch simulation controller] Job LHS-000111 started. 138 more to go!
1 Jul 2026 14:53:32 KST [Local batch simulation controller] Job LHS-000112 started. 137 more to go!
1 Jul 2026 14:53:39 KST [Local batch simulation controller] Job LHS-000113 started. 136 more to go!
1 Jul 2026 14:53:39 KST [Local batch simulation controller] Job LHS-000114 started. 135 more to go!
1 Jul 2026 14:53:43 KST [Local batch simulation controller] Job LHS-000115 started. 134 more to go!
1 Jul 2026 14:53:45 KST [Local batch simulation controller] Job LHS-000116 started. 133 more to go!
1 Jul 2026 14:53:47 KST [Local batch simulation controller] Job LHS-000117 started. 132 more to go!
1 Jul 2026 14:53:48 KST [Local batch simulation controller] Job LHS-000118 started. 131 more to go!
1 Jul 2026 14:53:49 KST [Local batch simulation controller] Job LHS-000119 started. 130 more to go!
1 Jul 2026 14:53:50 KST [Local batch simulation controller] Job LHS-000120 started. 129 more to go!
1 Jul 2026 14:53:53 KST [Local batch simulation controller] Job LHS-000121 started. 128 more to go!
1 Jul 2026 14:53:53 KST [Local batch simulation controller] Job LHS-000122 started. 127 more to go!
1 Jul 2026 14:53:58 KST [Local batch simulation controller] Job LHS-000123 started. 126 more to go!
1 Jul 2026 14:53:59 KST [Local batch simulation controller] Job LHS-000124 started. 125 more to go!
1 Jul 2026 14:54:00 KST [Local batch simulation controller] Job LHS-000125 started. 124 more to go!
1 Jul 2026 14:54:03 KST [Local batch simulation controller] Job LHS-000126 started. 123 more to go!
1 Jul 2026 14:54:03 KST [Local batch simulation controller] Job LHS-000127 started. 122 more to go!
1 Jul 2026 14:54:06 KST [Local batch simulation controller] Job LHS-000128 started. 121 more to go!
1 Jul 2026 14:54:07 KST [Local batch simulation controller] Job LHS-000129 started. 120 more to go!
1 Jul 2026 14:54:08 KST [Local batch simulation controller] Job LHS-000130 started. 119 more to go!
1 Jul 2026 14:54:09 KST [Local batch simulation controller] Job LHS-000131 started. 118 more to go!
1 Jul 2026 14:54:10 KST [Local batch simulation controller] Job LHS-000132 started. 117 more to go!
1 Jul 2026 14:54:10 KST [Local batch simulation controller] Job LHS-000133 started. 116 more to go!
1 Jul 2026 14:54:12 KST [Local batch simulation controller] Job LHS-000134 started. 115 more to go!
1 Jul 2026 14:54:33 KST [Local batch simulation controller] Job LHS-000135 started. 114 more to go!
1 Jul 2026 14:54:35 KST [Local batch simulation controller] Job LHS-000136 started. 113 more to go!
1 Jul 2026 14:54:55 KST [Local batch simulation controller] Job LHS-000137 started. 112 more to go!
1 Jul 2026 14:55:03 KST [Local batch simulation controller] Job LHS-000138 started. 111 more to go!
1 Jul 2026 14:55:06 KST [Local batch simulation controller] Job LHS-000139 started. 110 more to go!
1 Jul 2026 14:55:22 KST [Local batch simulation controller] Job LHS-000140 started. 109 more to go!
1 Jul 2026 14:55:26 KST [Local batch simulation controller] Job LHS-000141 started. 108 more to go!
1 Jul 2026 14:55:27 KST [Local batch simulation controller] Job LHS-000142 started. 107 more to go!
1 Jul 2026 14:55:33 KST [Local batch simulation controller] Job LHS-000143 started. 106 more to go!
1 Jul 2026 14:55:33 KST [Local batch simulation controller] Job LHS-000144 started. 105 more to go!
1 Jul 2026 14:55:34 KST [Local batch simulation controller] Job LHS-000145 started. 104 more to go!
1 Jul 2026 14:55:35 KST [Local batch simulation controller] Job LHS-000146 started. 103 more to go!
1 Jul 2026 14:55:36 KST [Local batch simulation controller] Job LHS-000147 started. 102 more to go!
1 Jul 2026 14:55:39 KST [Local batch simulation controller] Job LHS-000148 started. 101 more to go!
1 Jul 2026 14:55:42 KST [Local batch simulation controller] Job LHS-000149 started. 100 more to go!
1 Jul 2026 14:55:43 KST [Local batch simulation controller] Job LHS-000150 started. 99 more to go!
1 Jul 2026 14:55:45 KST [Local batch simulation controller] Job LHS-000151 started. 98 more to go!
1 Jul 2026 14:55:46 KST [Local batch simulation controller] Job LHS-000152 started. 97 more to go!
1 Jul 2026 14:55:48 KST [Local batch simulation controller] Job LHS-000153 started. 96 more to go!
1 Jul 2026 14:55:50 KST [Local batch simulation controller] Job LHS-000154 started. 95 more to go!
1 Jul 2026 14:55:51 KST [Local batch simulation controller] Job LHS-000155 started. 94 more to go!
1 Jul 2026 14:56:00 KST [Local batch simulation controller] Job LHS-000156 started. 93 more to go!
1 Jul 2026 14:56:07 KST [Local batch simulation controller] Job LHS-000157 started. 92 more to go!
1 Jul 2026 14:56:10 KST [Local batch simulation controller] Job LHS-000158 started. 91 more to go!
1 Jul 2026 14:56:10 KST [Local batch simulation controller] Job LHS-000159 started. 90 more to go!
1 Jul 2026 14:56:12 KST [Local batch simulation controller] Job LHS-000160 started. 89 more to go!
1 Jul 2026 14:56:13 KST [Local batch simulation controller] Job LHS-000161 started. 88 more to go!
1 Jul 2026 14:56:24 KST [Local batch simulation controller] Job LHS-000162 started. 87 more to go!
1 Jul 2026 14:56:25 KST [Local batch simulation controller] Job LHS-000163 started. 86 more to go!
1 Jul 2026 14:56:31 KST [Local batch simulation controller] Job LHS-000164 started. 85 more to go!
1 Jul 2026 14:56:45 KST [Local batch simulation controller] Job LHS-000165 started. 84 more to go!
1 Jul 2026 14:56:55 KST [Local batch simulation controller] Job LHS-000166 started. 83 more to go!
1 Jul 2026 14:57:06 KST [Local batch simulation controller] Job LHS-000167 started. 82 more to go!
1 Jul 2026 14:57:13 KST [Local batch simulation controller] Job LHS-000168 started. 81 more to go!
1 Jul 2026 14:57:19 KST [Local batch simulation controller] Job LHS-000169 started. 80 more to go!
1 Jul 2026 14:57:22 KST [Local batch simulation controller] Job LHS-000170 started. 79 more to go!
1 Jul 2026 14:57:26 KST [Local batch simulation controller] Job LHS-000171 started. 78 more to go!
1 Jul 2026 14:57:26 KST [Local batch simulation controller] Job LHS-000172 started. 77 more to go!
1 Jul 2026 14:57:27 KST [Local batch simulation controller] Job LHS-000173 started. 76 more to go!
1 Jul 2026 14:57:28 KST [Local batch simulation controller] Job LHS-000174 started. 75 more to go!
1 Jul 2026 14:57:31 KST [Local batch simulation controller] Job LHS-000175 started. 74 more to go!
1 Jul 2026 14:57:35 KST [Local batch simulation controller] Job LHS-000176 started. 73 more to go!
1 Jul 2026 14:57:36 KST [Local batch simulation controller] Job LHS-000177 started. 72 more to go!
1 Jul 2026 14:57:39 KST [Local batch simulation controller] Job LHS-000178 started. 71 more to go!
1 Jul 2026 14:57:41 KST [Local batch simulation controller] Job LHS-000179 started. 70 more to go!
1 Jul 2026 14:57:43 KST [Local batch simulation controller] Job LHS-000180 started. 69 more to go!
1 Jul 2026 14:57:44 KST [Local batch simulation controller] Job LHS-000181 started. 68 more to go!
1 Jul 2026 14:57:46 KST [Local batch simulation controller] Job LHS-000182 started. 67 more to go!
1 Jul 2026 14:57:51 KST [Local batch simulation controller] Job LHS-000183 started. 66 more to go!
1 Jul 2026 14:57:57 KST [Local batch simulation controller] Job LHS-000184 started. 65 more to go!
1 Jul 2026 14:58:01 KST [Local batch simulation controller] Job LHS-000185 started. 64 more to go!
1 Jul 2026 14:58:03 KST [Local batch simulation controller] Job LHS-000186 started. 63 more to go!
1 Jul 2026 14:58:08 KST [Local batch simulation controller] Job LHS-000187 started. 62 more to go!
1 Jul 2026 14:58:09 KST [Local batch simulation controller] Job LHS-000188 started. 61 more to go!
1 Jul 2026 14:58:19 KST [Local batch simulation controller] Job LHS-000189 started. 60 more to go!
1 Jul 2026 14:58:19 KST [Local batch simulation controller] Job LHS-000190 started. 59 more to go!
1 Jul 2026 14:58:21 KST [Local batch simulation controller] Job LHS-000191 started. 58 more to go!
1 Jul 2026 14:58:25 KST [Local batch simulation controller] Job LHS-000192 started. 57 more to go!
1 Jul 2026 14:58:43 KST [Local batch simulation controller] Job LHS-000193 started. 56 more to go!
1 Jul 2026 14:58:48 KST [Local batch simulation controller] Job LHS-000194 started. 55 more to go!
1 Jul 2026 14:58:57 KST [Local batch simulation controller] Job LHS-000195 started. 54 more to go!
1 Jul 2026 14:59:04 KST [Local batch simulation controller] Job LHS-000196 started. 53 more to go!
1 Jul 2026 14:59:10 KST [Local batch simulation controller] Job LHS-000197 started. 52 more to go!
1 Jul 2026 14:59:12 KST [Local batch simulation controller] Job LHS-000198 started. 51 more to go!
1 Jul 2026 14:59:14 KST [Local batch simulation controller] Job LHS-000199 started. 50 more to go!
1 Jul 2026 14:59:16 KST [Local batch simulation controller] Job LHS-000200 started. 49 more to go!
1 Jul 2026 14:59:17 KST [Local batch simulation controller] Job LHS-000201 started. 48 more to go!
1 Jul 2026 14:59:22 KST [Local batch simulation controller] Job LHS-000202 started. 47 more to go!
1 Jul 2026 14:59:23 KST [Local batch simulation controller] Job LHS-000203 started. 46 more to go!
1 Jul 2026 14:59:25 KST [Local batch simulation controller] Job LHS-000204 started. 45 more to go!
1 Jul 2026 14:59:35 KST [Local batch simulation controller] Job LHS-000205 started. 44 more to go!
1 Jul 2026 14:59:36 KST [Local batch simulation controller] Job LHS-000206 started. 43 more to go!
1 Jul 2026 14:59:38 KST [Local batch simulation controller] Job LHS-000207 started. 42 more to go!
1 Jul 2026 14:59:38 KST [Local batch simulation controller] Job LHS-000208 started. 41 more to go!
1 Jul 2026 14:59:38 KST [Local batch simulation controller] Job LHS-000209 started. 40 more to go!
1 Jul 2026 14:59:39 KST [Local batch simulation controller] Job LHS-000210 started. 39 more to go!
1 Jul 2026 14:59:45 KST [Local batch simulation controller] Job LHS-000211 started. 38 more to go!
1 Jul 2026 14:59:45 KST [Local batch simulation controller] Job LHS-000212 started. 37 more to go!
1 Jul 2026 14:59:47 KST [Local batch simulation controller] Job LHS-000213 started. 36 more to go!
1 Jul 2026 14:59:52 KST [Local batch simulation controller] Job LHS-000214 started. 35 more to go!
1 Jul 2026 14:59:55 KST [Local batch simulation controller] Job LHS-000215 started. 34 more to go!
1 Jul 2026 14:59:55 KST [Local batch simulation controller] Job LHS-000216 started. 33 more to go!
1 Jul 2026 15:00:08 KST [Local batch simulation controller] Job LHS-000217 started. 32 more to go!
1 Jul 2026 15:00:23 KST [Local batch simulation controller] Job LHS-000218 started. 31 more to go!
1 Jul 2026 15:00:29 KST [Local batch simulation controller] Job LHS-000219 started. 30 more to go!
1 Jul 2026 15:00:33 KST [Local batch simulation controller] Job LHS-000220 started. 29 more to go!
1 Jul 2026 15:00:34 KST [Local batch simulation controller] Job LHS-000221 started. 28 more to go!
1 Jul 2026 15:00:39 KST [Local batch simulation controller] Job LHS-000222 started. 27 more to go!
1 Jul 2026 15:00:50 KST [Local batch simulation controller] Job LHS-000223 started. 26 more to go!
1 Jul 2026 15:00:55 KST [Local batch simulation controller] Job LHS-000224 started. 25 more to go!
1 Jul 2026 15:01:07 KST [Local batch simulation controller] Job LHS-000225 started. 24 more to go!
1 Jul 2026 15:01:08 KST [Local batch simulation controller] Job LHS-000226 started. 23 more to go!
1 Jul 2026 15:01:08 KST [Local batch simulation controller] Job LHS-000227 started. 22 more to go!
1 Jul 2026 15:01:10 KST [Local batch simulation controller] Job LHS-000228 started. 21 more to go!
1 Jul 2026 15:01:10 KST [Local batch simulation controller] Job LHS-000229 started. 20 more to go!
1 Jul 2026 15:01:16 KST [Local batch simulation controller] Job LHS-000230 started. 19 more to go!
1 Jul 2026 15:01:20 KST [Local batch simulation controller] Job LHS-000231 started. 18 more to go!
1 Jul 2026 15:01:23 KST [Local batch simulation controller] Job LHS-000232 started. 17 more to go!
1 Jul 2026 15:01:25 KST [Local batch simulation controller] Job LHS-000233 started. 16 more to go!
1 Jul 2026 15:01:28 KST [Local batch simulation controller] Job LHS-000234 started. 15 more to go!
1 Jul 2026 15:01:31 KST [Local batch simulation controller] Job LHS-000235 started. 14 more to go!
1 Jul 2026 15:01:32 KST [Local batch simulation controller] Job LHS-000236 started. 13 more to go!
1 Jul 2026 15:01:34 KST [Local batch simulation controller] Job LHS-000237 started. 12 more to go!
1 Jul 2026 15:01:44 KST [Local batch simulation controller] Job LHS-000238 started. 11 more to go!
1 Jul 2026 15:01:46 KST [Local batch simulation controller] Job LHS-000239 started. 10 more to go!
1 Jul 2026 15:01:53 KST [Local batch simulation controller] Job LHS-000240 started. 9 more to go!
1 Jul 2026 15:01:53 KST [Local batch simulation controller] Job LHS-000241 started. 8 more to go!
1 Jul 2026 15:01:55 KST [Local batch simulation controller] Job LHS-000242 started. 7 more to go!
1 Jul 2026 15:01:56 KST [Local batch simulation controller] Job LHS-000243 started. 6 more to go!
1 Jul 2026 15:02:03 KST [Local batch simulation controller] Job LHS-000244 started. 5 more to go!
1 Jul 2026 15:02:05 KST [Local batch simulation controller] Job LHS-000245 started. 4 more to go!
1 Jul 2026 15:02:18 KST [Local batch simulation controller] Job LHS-000246 started. 3 more to go!
1 Jul 2026 15:02:26 KST [Local batch simulation controller] Job LHS-000247 started. 2 more to go!
1 Jul 2026 15:02:29 KST [Local batch simulation controller] Job LHS-000248 started. 1 more to go!
1 Jul 2026 15:02:38 KST [Local batch simulation controller] Job LHS-000249 started. 0 more to go!
1 Jul 2026 15:02:38 KST [Local batch simulation controller] Nearly there ...
1 Jul 2026 15:03:44 KST [Local batch simulation controller] Local batch simulation controller is FINISHED [Que=0, Run=0, Fin=250]
1 Jul 2026 15:03:44 KST [Local batch simulation controller] Local agent stopped.
1 Jul 2026 15:03:44 KST [Local batch simulation controller] Collecting results ...
1 Jul 2026 15:03:44 KST [Local batch simulation controller] Standard report collector collected 250 simulation reports in D:\1. Research\0. CONFERENCE PAPER\2026.09_ICAE2026\3. DATA_CODE\CODE\data\jEPlus-LHS\3\RunTimes.csv
1 Jul 2026 15:03:44 KST [Local batch simulation controller] Standard report collector collected job index table in D:\1. Research\0. CONFERENCE PAPER\2026.09_ICAE2026\3. DATA_CODE\CODE\data\jEPlus-LHS\3\SimJobIndex.csv
1 Jul 2026 15:03:48 KST [Local batch simulation controller] Combined result table AllCombinedResults.csv is created.
1 Jul 2026 15:03:48 KST [Local batch simulation controller] Derivative result table AllDerivedResults.csv is created.
1 Jul 2026 15:03:48 KST [Local batch simulation controller] All done!
1 Jul 2026 15:03:48 KST [Local batch simulation controller] Simulation finished at: Wed, 1 Jul 2026 15:03:48
1 Jul 2026 15:03:48 KST [Local batch simulation controller] Total execution time = 1039 seconds.
Validating jobs. Hang on ...
Validation successful!
Validation result: pass
Warning: no report variable is defined. This project may not work with jEPlus+EA.
Jobs are compiled from 1 models and 1 weather files, with the following
Parameter Chains:
P1("@@P1_Wall_R@@") --> P2("@@P2_Roof_R@@") --> P3("@@P3_Roof_Abs@@") --> P4("@@P4_U@@¦@@P4_SHGC@@¦@@P4_VT@@") --> P5("@@P5_COP@@") --> P6("@@P6_ClgSetp@@") --> P7("@@P7_LPD@@") --> 62500 jobs
62,500 jobs have been identified in total.
Simulation work directories and results will be stored in: D:\1. Research\0. CONFERENCE PAPER\2026.09_ICAE2026\3. DATA_CODE\CODE\data\jEPlus-LHS\3\
Validating jobs. Hang on ...
Validation successful!
Validation result: pass
Warning: no report variable is defined. This project may not work with jEPlus+EA.
Jobs are compiled from 1 models and 1 weather files, with the following
Parameter Chains:
P1("@@P1_Wall_R@@") --> P2("@@P2_Roof_R@@") --> P3("@@P3_Roof_Abs@@") --> P4("@@P4_U@@¦@@P4_SHGC@@¦@@P4_VT@@") --> P5("@@P5_COP@@") --> P6("@@P6_ClgSetp@@") --> P7("@@P7_LPD@@") --> 62500 jobs
62,500 jobs have been identified in total.
Simulation work directories and results will be stored in: D:\1. Research\0. CONFERENCE PAPER\2026.09_ICAE2026\3. DATA_CODE\CODE\data\jEPlus-LHS\4\
Validating jobs. Hang on ...
Validation successful!
Validation result: pass
Warning: no report variable is defined. This project may not work with jEPlus+EA.
Jobs are compiled from 1 models and 1 weather files, with the following
Parameter Chains:
P1("@@P1_Wall_R@@") --> P2("@@P2_Roof_R@@") --> P3("@@P3_Roof_Abs@@") --> P4("@@P4_U@@¦@@P4_SHGC@@¦@@P4_VT@@") --> P5("@@P5_COP@@") --> P6("@@P6_ClgSetp@@") --> P7("@@P7_LPD@@") --> 62500 jobs
62,500 jobs have been identified in total.
Simulation work directories and results will be stored in: D:\1. Research\0. CONFERENCE PAPER\2026.09_ICAE2026\3. DATA_CODE\CODE\data\jEPlus-LHS\4\
A LHS sample of 250 jobs has started ...
1 Jul 2026 15:21:21 KST [Local batch simulation controller] Writing job lists to D:\1. Research\0. CONFERENCE PAPER\2026.09_ICAE2026\3. DATA_CODE\CODE\data\jEPlus-LHS\joblist_out.csv
1 Jul 2026 15:21:21 KST [Local batch simulation controller] Job LHS-000000 started. 249 more to go!
1 Jul 2026 15:21:21 KST [Local batch simulation controller] Job LHS-000001 started. 248 more to go!
1 Jul 2026 15:21:21 KST [Local batch simulation controller] Job LHS-000002 started. 247 more to go!
1 Jul 2026 15:21:21 KST [Local batch simulation controller] Job LHS-000003 started. 246 more to go!
1 Jul 2026 15:21:21 KST [Local batch simulation controller] Job LHS-000004 started. 245 more to go!
1 Jul 2026 15:21:22 KST [Local batch simulation controller] Job LHS-000005 started. 244 more to go!
1 Jul 2026 15:21:22 KST [Local batch simulation controller] Job LHS-000006 started. 243 more to go!
1 Jul 2026 15:21:22 KST [Local batch simulation controller] Job LHS-000007 started. 242 more to go!
1 Jul 2026 15:21:22 KST [Local batch simulation controller] Job LHS-000008 started. 241 more to go!
1 Jul 2026 15:21:22 KST [Local batch simulation controller] Job LHS-000009 started. 240 more to go!
1 Jul 2026 15:21:22 KST [Local batch simulation controller] Job LHS-000010 started. 239 more to go!
1 Jul 2026 15:21:22 KST [Local batch simulation controller] Job LHS-000011 started. 238 more to go!
1 Jul 2026 15:21:22 KST [Local batch simulation controller] Job LHS-000012 started. 237 more to go!
1 Jul 2026 15:21:22 KST [Local batch simulation controller] Job LHS-000013 started. 236 more to go!
1 Jul 2026 15:21:22 KST [Local batch simulation controller] Job LHS-000014 started. 235 more to go!
1 Jul 2026 15:21:23 KST [Local batch simulation controller] Job LHS-000015 started. 234 more to go!
1 Jul 2026 15:21:23 KST [Local batch simulation controller] Job LHS-000016 started. 233 more to go!
1 Jul 2026 15:21:23 KST [Local batch simulation controller] Job LHS-000017 started. 232 more to go!
1 Jul 2026 15:21:23 KST [Local batch simulation controller] Job LHS-000018 started. 231 more to go!
1 Jul 2026 15:21:23 KST [Local batch simulation controller] Job LHS-000019 started. 230 more to go!
1 Jul 2026 15:21:23 KST [Local batch simulation controller] Job LHS-000020 started. 229 more to go!
1 Jul 2026 15:21:23 KST [Local batch simulation controller] Job LHS-000021 started. 228 more to go!
1 Jul 2026 15:21:23 KST [Local batch simulation controller] Job LHS-000022 started. 227 more to go!
1 Jul 2026 15:21:23 KST [Local batch simulation controller] Job LHS-000023 started. 226 more to go!
1 Jul 2026 15:21:24 KST [Local batch simulation controller] Job LHS-000024 started. 225 more to go!
1 Jul 2026 15:21:24 KST [Local batch simulation controller] Job LHS-000025 started. 224 more to go!
1 Jul 2026 15:21:24 KST [Local batch simulation controller] Job LHS-000026 started. 223 more to go!
1 Jul 2026 15:21:24 KST [Local batch simulation controller] Job LHS-000027 started. 222 more to go!
1 Jul 2026 15:23:32 KST [Local batch simulation controller] Job LHS-000028 started. 221 more to go!
1 Jul 2026 15:23:37 KST [Local batch simulation controller] Job LHS-000029 started. 220 more to go!
1 Jul 2026 15:23:51 KST [Local batch simulation controller] Job LHS-000030 started. 219 more to go!
1 Jul 2026 15:23:51 KST [Local batch simulation controller] Job LHS-000031 started. 218 more to go!
1 Jul 2026 15:23:52 KST [Local batch simulation controller] Job LHS-000032 started. 217 more to go!
1 Jul 2026 15:23:53 KST [Local batch simulation controller] Job LHS-000033 started. 216 more to go!
1 Jul 2026 15:23:57 KST [Local batch simulation controller] Job LHS-000034 started. 215 more to go!
1 Jul 2026 15:23:59 KST [Local batch simulation controller] Job LHS-000035 started. 214 more to go!
1 Jul 2026 15:24:00 KST [Local batch simulation controller] Job LHS-000036 started. 213 more to go!
1 Jul 2026 15:24:00 KST [Local batch simulation controller] Job LHS-000037 started. 212 more to go!
1 Jul 2026 15:24:04 KST [Local batch simulation controller] Job LHS-000038 started. 211 more to go!
1 Jul 2026 15:24:09 KST [Local batch simulation controller] Job LHS-000039 started. 210 more to go!
1 Jul 2026 15:24:09 KST [Local batch simulation controller] Job LHS-000040 started. 209 more to go!
1 Jul 2026 15:24:10 KST [Local batch simulation controller] Job LHS-000041 started. 208 more to go!
1 Jul 2026 15:24:12 KST [Local batch simulation controller] Job LHS-000042 started. 207 more to go!
1 Jul 2026 15:24:13 KST [Local batch simulation controller] Job LHS-000043 started. 206 more to go!
1 Jul 2026 15:24:18 KST [Local batch simulation controller] Job LHS-000044 started. 205 more to go!
1 Jul 2026 15:24:19 KST [Local batch simulation controller] Job LHS-000045 started. 204 more to go!
1 Jul 2026 15:24:19 KST [Local batch simulation controller] Job LHS-000046 started. 203 more to go!
1 Jul 2026 15:24:20 KST [Local batch simulation controller] Job LHS-000047 started. 202 more to go!
1 Jul 2026 15:24:27 KST [Local batch simulation controller] Job LHS-000048 started. 201 more to go!
1 Jul 2026 15:24:28 KST [Local batch simulation controller] Job LHS-000049 started. 200 more to go!
1 Jul 2026 15:24:31 KST [Local batch simulation controller] Job LHS-000050 started. 199 more to go!
1 Jul 2026 15:24:32 KST [Local batch simulation controller] Job LHS-000051 started. 198 more to go!
1 Jul 2026 15:24:37 KST [Local batch simulation controller] Job LHS-000052 started. 197 more to go!
1 Jul 2026 15:24:37 KST [Local batch simulation controller] Job LHS-000053 started. 196 more to go!
1 Jul 2026 15:24:38 KST [Local batch simulation controller] Job LHS-000054 started. 195 more to go!
1 Jul 2026 15:24:45 KST [Local batch simulation controller] Job LHS-000055 started. 194 more to go!
1 Jul 2026 15:27:10 KST [Local batch simulation controller] Job LHS-000056 started. 193 more to go!
1 Jul 2026 15:27:10 KST [Local batch simulation controller] Job LHS-000057 started. 192 more to go!
1 Jul 2026 15:27:18 KST [Local batch simulation controller] Job LHS-000058 started. 191 more to go!
1 Jul 2026 15:27:20 KST [Local batch simulation controller] Job LHS-000059 started. 190 more to go!
1 Jul 2026 15:27:27 KST [Local batch simulation controller] Job LHS-000060 started. 189 more to go!
1 Jul 2026 15:27:29 KST [Local batch simulation controller] Job LHS-000061 started. 188 more to go!
1 Jul 2026 15:27:31 KST [Local batch simulation controller] Job LHS-000062 started. 187 more to go!
1 Jul 2026 15:27:35 KST [Local batch simulation controller] Job LHS-000063 started. 186 more to go!
1 Jul 2026 15:27:35 KST [Local batch simulation controller] Job LHS-000064 started. 185 more to go!
1 Jul 2026 15:27:40 KST [Local batch simulation controller] Job LHS-000065 started. 184 more to go!
1 Jul 2026 15:27:43 KST [Local batch simulation controller] Job LHS-000066 started. 183 more to go!
1 Jul 2026 15:27:45 KST [Local batch simulation controller] Job LHS-000067 started. 182 more to go!
1 Jul 2026 15:27:46 KST [Local batch simulation controller] Job LHS-000068 started. 181 more to go!
1 Jul 2026 15:27:48 KST [Local batch simulation controller] Job LHS-000069 started. 180 more to go!
1 Jul 2026 15:27:48 KST [Local batch simulation controller] Job LHS-000070 started. 179 more to go!
1 Jul 2026 15:27:51 KST [Local batch simulation controller] Job LHS-000071 started. 178 more to go!
1 Jul 2026 15:27:55 KST [Local batch simulation controller] Job LHS-000072 started. 177 more to go!
1 Jul 2026 15:27:58 KST [Local batch simulation controller] Job LHS-000073 started. 176 more to go!
1 Jul 2026 15:28:01 KST [Local batch simulation controller] Job LHS-000074 started. 175 more to go!
1 Jul 2026 15:28:06 KST [Local batch simulation controller] Job LHS-000075 started. 174 more to go!
1 Jul 2026 15:28:07 KST [Local batch simulation controller] Job LHS-000076 started. 173 more to go!
1 Jul 2026 15:28:08 KST [Local batch simulation controller] Job LHS-000077 started. 172 more to go!
1 Jul 2026 15:28:08 KST [Local batch simulation controller] Job LHS-000078 started. 171 more to go!
1 Jul 2026 15:28:11 KST [Local batch simulation controller] Job LHS-000079 started. 170 more to go!
1 Jul 2026 15:28:21 KST [Local batch simulation controller] Job LHS-000080 started. 169 more to go!
1 Jul 2026 15:28:30 KST [Local batch simulation controller] Job LHS-000081 started. 168 more to go!
1 Jul 2026 15:28:36 KST [Local batch simulation controller] Job LHS-000082 started. 167 more to go!
1 Jul 2026 15:28:38 KST [Local batch simulation controller] Job LHS-000083 started. 166 more to go!
1 Jul 2026 15:30:40 KST [Local batch simulation controller] Job LHS-000084 started. 165 more to go!
1 Jul 2026 15:30:40 KST [Local batch simulation controller] Job LHS-000085 started. 164 more to go!
1 Jul 2026 15:30:40 KST [Local batch simulation controller] Job LHS-000086 started. 163 more to go!
1 Jul 2026 15:30:42 KST [Local batch simulation controller] Job LHS-000087 started. 162 more to go!
1 Jul 2026 15:30:45 KST [Local batch simulation controller] Job LHS-000088 started. 161 more to go!
1 Jul 2026 15:30:46 KST [Local batch simulation controller] Job LHS-000089 started. 160 more to go!
1 Jul 2026 15:31:01 KST [Local batch simulation controller] Job LHS-000090 started. 159 more to go!
1 Jul 2026 15:31:01 KST [Local batch simulation controller] Job LHS-000091 started. 158 more to go!
1 Jul 2026 15:31:02 KST [Local batch simulation controller] Job LHS-000092 started. 157 more to go!
1 Jul 2026 15:31:03 KST [Local batch simulation controller] Job LHS-000093 started. 156 more to go!
1 Jul 2026 15:31:16 KST [Local batch simulation controller] Job LHS-000094 started. 155 more to go!
1 Jul 2026 15:31:19 KST [Local batch simulation controller] Job LHS-000095 started. 154 more to go!
1 Jul 2026 15:31:24 KST [Local batch simulation controller] Job LHS-000096 started. 153 more to go!
1 Jul 2026 15:31:27 KST [Local batch simulation controller] Job LHS-000097 started. 152 more to go!
1 Jul 2026 15:31:27 KST [Local batch simulation controller] Job LHS-000098 started. 151 more to go!
1 Jul 2026 15:31:30 KST [Local batch simulation controller] Job LHS-000099 started. 150 more to go!
1 Jul 2026 15:31:32 KST [Local batch simulation controller] Job LHS-000100 started. 149 more to go!
1 Jul 2026 15:31:33 KST [Local batch simulation controller] Job LHS-000101 started. 148 more to go!
1 Jul 2026 15:31:34 KST [Local batch simulation controller] Job LHS-000102 started. 147 more to go!
1 Jul 2026 15:31:36 KST [Local batch simulation controller] Job LHS-000103 started. 146 more to go!
1 Jul 2026 15:31:36 KST [Local batch simulation controller] Job LHS-000104 started. 145 more to go!
1 Jul 2026 15:31:40 KST [Local batch simulation controller] Job LHS-000105 started. 144 more to go!
1 Jul 2026 15:31:44 KST [Local batch simulation controller] Job LHS-000106 started. 143 more to go!
1 Jul 2026 15:32:09 KST [Local batch simulation controller] Job LHS-000107 started. 142 more to go!
1 Jul 2026 15:32:15 KST [Local batch simulation controller] Job LHS-000108 started. 141 more to go!
1 Jul 2026 15:32:15 KST [Local batch simulation controller] Job LHS-000109 started. 140 more to go!
1 Jul 2026 15:32:17 KST [Local batch simulation controller] Job LHS-000110 started. 139 more to go!
1 Jul 2026 15:32:27 KST [Local batch simulation controller] Job LHS-000111 started. 138 more to go!
1 Jul 2026 15:33:57 KST [Local batch simulation controller] Job LHS-000112 started. 137 more to go!
1 Jul 2026 15:34:07 KST [Local batch simulation controller] Job LHS-000113 started. 136 more to go!
1 Jul 2026 15:34:09 KST [Local batch simulation controller] Job LHS-000114 started. 135 more to go!
1 Jul 2026 15:34:09 KST [Local batch simulation controller] Job LHS-000115 started. 134 more to go!
1 Jul 2026 15:34:14 KST [Local batch simulation controller] Job LHS-000116 started. 133 more to go!
1 Jul 2026 15:34:19 KST [Local batch simulation controller] Job LHS-000117 started. 132 more to go!
1 Jul 2026 15:34:28 KST [Local batch simulation controller] Job LHS-000118 started. 131 more to go!
1 Jul 2026 15:34:33 KST [Local batch simulation controller] Job LHS-000119 started. 130 more to go!
1 Jul 2026 15:34:37 KST [Local batch simulation controller] Job LHS-000120 started. 129 more to go!
1 Jul 2026 15:34:37 KST [Local batch simulation controller] Job LHS-000121 started. 128 more to go!
1 Jul 2026 15:34:39 KST [Local batch simulation controller] Job LHS-000122 started. 127 more to go!
1 Jul 2026 15:34:40 KST [Local batch simulation controller] Job LHS-000123 started. 126 more to go!
1 Jul 2026 15:34:49 KST [Local batch simulation controller] Job LHS-000124 started. 125 more to go!
1 Jul 2026 15:34:50 KST [Local batch simulation controller] Job LHS-000125 started. 124 more to go!
1 Jul 2026 15:34:50 KST [Local batch simulation controller] Job LHS-000126 started. 123 more to go!
1 Jul 2026 15:34:53 KST [Local batch simulation controller] Job LHS-000127 started. 122 more to go!
1 Jul 2026 15:34:56 KST [Local batch simulation controller] Job LHS-000128 started. 121 more to go!
1 Jul 2026 15:34:56 KST [Local batch simulation controller] Job LHS-000129 started. 120 more to go!
1 Jul 2026 15:35:00 KST [Local batch simulation controller] Job LHS-000130 started. 119 more to go!
1 Jul 2026 15:35:04 KST [Local batch simulation controller] Job LHS-000131 started. 118 more to go!
1 Jul 2026 15:35:14 KST [Local batch simulation controller] Job LHS-000132 started. 117 more to go!
1 Jul 2026 15:35:18 KST [Local batch simulation controller] Job LHS-000133 started. 116 more to go!
1 Jul 2026 15:35:23 KST [Local batch simulation controller] Job LHS-000134 started. 115 more to go!
1 Jul 2026 15:35:24 KST [Local batch simulation controller] Job LHS-000135 started. 114 more to go!
1 Jul 2026 15:35:25 KST [Local batch simulation controller] Job LHS-000136 started. 113 more to go!
1 Jul 2026 15:35:33 KST [Local batch simulation controller] Job LHS-000137 started. 112 more to go!
1 Jul 2026 15:36:06 KST [Local batch simulation controller] Job LHS-000138 started. 111 more to go!
1 Jul 2026 15:36:12 KST [Local batch simulation controller] Job LHS-000139 started. 110 more to go!
1 Jul 2026 15:37:07 KST [Local batch simulation controller] Job LHS-000140 started. 109 more to go!
1 Jul 2026 15:37:10 KST [Local batch simulation controller] Job LHS-000141 started. 108 more to go!
1 Jul 2026 15:37:38 KST [Local batch simulation controller] Job LHS-000142 started. 107 more to go!
1 Jul 2026 15:37:38 KST [Local batch simulation controller] Job LHS-000143 started. 106 more to go!
1 Jul 2026 15:37:39 KST [Local batch simulation controller] Job LHS-000144 started. 105 more to go!
1 Jul 2026 15:37:47 KST [Local batch simulation controller] Job LHS-000145 started. 104 more to go!
1 Jul 2026 15:37:47 KST [Local batch simulation controller] Job LHS-000146 started. 103 more to go!
1 Jul 2026 15:37:49 KST [Local batch simulation controller] Job LHS-000147 started. 102 more to go!
1 Jul 2026 15:37:53 KST [Local batch simulation controller] Job LHS-000148 started. 101 more to go!
1 Jul 2026 15:37:53 KST [Local batch simulation controller] Job LHS-000149 started. 100 more to go!
1 Jul 2026 15:37:56 KST [Local batch simulation controller] Job LHS-000150 started. 99 more to go!
1 Jul 2026 15:38:10 KST [Local batch simulation controller] Job LHS-000151 started. 98 more to go!
1 Jul 2026 15:38:20 KST [Local batch simulation controller] Job LHS-000152 started. 97 more to go!
1 Jul 2026 15:38:23 KST [Local batch simulation controller] Job LHS-000153 started. 96 more to go!
1 Jul 2026 15:38:23 KST [Local batch simulation controller] Job LHS-000154 started. 95 more to go!
1 Jul 2026 15:38:24 KST [Local batch simulation controller] Job LHS-000155 started. 94 more to go!
1 Jul 2026 15:38:25 KST [Local batch simulation controller] Job LHS-000156 started. 93 more to go!
1 Jul 2026 15:38:32 KST [Local batch simulation controller] Job LHS-000157 started. 92 more to go!
1 Jul 2026 15:38:33 KST [Local batch simulation controller] Job LHS-000158 started. 91 more to go!
1 Jul 2026 15:38:37 KST [Local batch simulation controller] Job LHS-000159 started. 90 more to go!
1 Jul 2026 15:38:38 KST [Local batch simulation controller] Job LHS-000160 started. 89 more to go!
1 Jul 2026 15:38:50 KST [Local batch simulation controller] Job LHS-000161 started. 88 more to go!
1 Jul 2026 15:38:54 KST [Local batch simulation controller] Job LHS-000162 started. 87 more to go!
1 Jul 2026 15:38:55 KST [Local batch simulation controller] Job LHS-000163 started. 86 more to go!
1 Jul 2026 15:38:57 KST [Local batch simulation controller] Job LHS-000164 started. 85 more to go!
1 Jul 2026 15:39:24 KST [Local batch simulation controller] Job LHS-000165 started. 84 more to go!
1 Jul 2026 15:39:31 KST [Local batch simulation controller] Job LHS-000166 started. 83 more to go!
1 Jul 2026 15:39:39 KST [Local batch simulation controller] Job LHS-000167 started. 82 more to go!
1 Jul 2026 15:40:29 KST [Local batch simulation controller] Job LHS-000168 started. 81 more to go!
1 Jul 2026 15:40:33 KST [Local batch simulation controller] Job LHS-000169 started. 80 more to go!
1 Jul 2026 15:40:57 KST [Local batch simulation controller] Job LHS-000170 started. 79 more to go!
1 Jul 2026 15:40:59 KST [Local batch simulation controller] Job LHS-000171 started. 78 more to go!
1 Jul 2026 15:41:02 KST [Local batch simulation controller] Job LHS-000172 started. 77 more to go!
1 Jul 2026 15:41:03 KST [Local batch simulation controller] Job LHS-000173 started. 76 more to go!
1 Jul 2026 15:41:04 KST [Local batch simulation controller] Job LHS-000174 started. 75 more to go!
1 Jul 2026 15:41:11 KST [Local batch simulation controller] Job LHS-000175 started. 74 more to go!
1 Jul 2026 15:41:14 KST [Local batch simulation controller] Job LHS-000176 started. 73 more to go!
1 Jul 2026 15:41:18 KST [Local batch simulation controller] Job LHS-000177 started. 72 more to go!
1 Jul 2026 15:41:29 KST [Local batch simulation controller] Job LHS-000178 started. 71 more to go!
1 Jul 2026 15:41:37 KST [Local batch simulation controller] Job LHS-000179 started. 70 more to go!
1 Jul 2026 15:41:38 KST [Local batch simulation controller] Job LHS-000180 started. 69 more to go!
1 Jul 2026 15:41:38 KST [Local batch simulation controller] Job LHS-000181 started. 68 more to go!
1 Jul 2026 15:41:48 KST [Local batch simulation controller] Job LHS-000182 started. 67 more to go!
1 Jul 2026 15:41:49 KST [Local batch simulation controller] Job LHS-000183 started. 66 more to go!
1 Jul 2026 15:41:52 KST [Local batch simulation controller] Job LHS-000184 started. 65 more to go!
1 Jul 2026 15:41:54 KST [Local batch simulation controller] Job LHS-000185 started. 64 more to go!
1 Jul 2026 15:42:19 KST [Local batch simulation controller] Job LHS-000186 started. 63 more to go!
1 Jul 2026 15:42:22 KST [Local batch simulation controller] Job LHS-000187 started. 62 more to go!
1 Jul 2026 15:42:26 KST [Local batch simulation controller] Job LHS-000188 started. 61 more to go!
1 Jul 2026 15:42:26 KST [Local batch simulation controller] Job LHS-000189 started. 60 more to go!
1 Jul 2026 15:42:31 KST [Local batch simulation controller] Job LHS-000190 started. 59 more to go!
1 Jul 2026 15:42:37 KST [Local batch simulation controller] Job LHS-000191 started. 58 more to go!
1 Jul 2026 15:42:45 KST [Local batch simulation controller] Job LHS-000192 started. 57 more to go!
1 Jul 2026 15:42:54 KST [Local batch simulation controller] Job LHS-000193 started. 56 more to go!
1 Jul 2026 15:43:08 KST [Local batch simulation controller] Job LHS-000194 started. 55 more to go!
1 Jul 2026 15:43:15 KST [Local batch simulation controller] Job LHS-000195 started. 54 more to go!
1 Jul 2026 15:43:24 KST [Local batch simulation controller] Job LHS-000196 started. 53 more to go!
1 Jul 2026 15:43:29 KST [Local batch simulation controller] Job LHS-000197 started. 52 more to go!
1 Jul 2026 15:43:30 KST [Local batch simulation controller] Job LHS-000198 started. 51 more to go!
1 Jul 2026 15:43:34 KST [Local batch simulation controller] Job LHS-000199 started. 50 more to go!
1 Jul 2026 15:43:49 KST [Local batch simulation controller] Job LHS-000200 started. 49 more to go!
1 Jul 2026 15:43:58 KST [Local batch simulation controller] Job LHS-000201 started. 48 more to go!
1 Jul 2026 15:43:58 KST [Local batch simulation controller] Job LHS-000202 started. 47 more to go!
1 Jul 2026 15:43:59 KST [Local batch simulation controller] Job LHS-000203 started. 46 more to go!
1 Jul 2026 15:44:13 KST [Local batch simulation controller] Job LHS-000204 started. 45 more to go!
1 Jul 2026 15:44:15 KST [Local batch simulation controller] Job LHS-000205 started. 44 more to go!
1 Jul 2026 15:44:55 KST [Local batch simulation controller] Job LHS-000206 started. 43 more to go!
1 Jul 2026 15:44:55 KST [Local batch simulation controller] Job LHS-000207 started. 42 more to go!
1 Jul 2026 15:44:55 KST [Local batch simulation controller] Job LHS-000208 started. 41 more to go!
1 Jul 2026 15:44:55 KST [Local batch simulation controller] Job LHS-000209 started. 40 more to go!
1 Jul 2026 15:44:55 KST [Local batch simulation controller] Job LHS-000210 started. 39 more to go!
1 Jul 2026 15:44:55 KST [Local batch simulation controller] Job LHS-000211 started. 38 more to go!
1 Jul 2026 15:44:55 KST [Local batch simulation controller] Job LHS-000212 started. 37 more to go!
1 Jul 2026 15:44:56 KST [Local batch simulation controller] Job LHS-000213 started. 36 more to go!
1 Jul 2026 15:44:56 KST [Local batch simulation controller] Job LHS-000214 started. 35 more to go!
1 Jul 2026 15:45:06 KST [Local batch simulation controller] Job LHS-000215 started. 34 more to go!
1 Jul 2026 15:46:00 KST [Local batch simulation controller] Job LHS-000216 started. 33 more to go!
1 Jul 2026 15:46:39 KST [Local batch simulation controller] Job LHS-000217 started. 32 more to go!
1 Jul 2026 15:46:44 KST [Local batch simulation controller] Job LHS-000218 started. 31 more to go!
1 Jul 2026 15:47:10 KST [Local batch simulation controller] Job LHS-000219 started. 30 more to go!
1 Jul 2026 15:47:11 KST [Local batch simulation controller] Job LHS-000220 started. 29 more to go!
1 Jul 2026 15:47:13 KST [Local batch simulation controller] Job LHS-000221 started. 28 more to go!
1 Jul 2026 15:47:14 KST [Local batch simulation controller] Job LHS-000222 started. 27 more to go!
1 Jul 2026 15:47:14 KST [Local batch simulation controller] Job LHS-000223 started. 26 more to go!
1 Jul 2026 15:47:17 KST [Local batch simulation controller] Job LHS-000224 started. 25 more to go!
1 Jul 2026 15:47:17 KST [Local batch simulation controller] Job LHS-000225 started. 24 more to go!
1 Jul 2026 15:47:24 KST [Local batch simulation controller] Job LHS-000226 started. 23 more to go!
1 Jul 2026 15:47:25 KST [Local batch simulation controller] Job LHS-000227 started. 22 more to go!
1 Jul 2026 15:47:40 KST [Local batch simulation controller] Job LHS-000228 started. 21 more to go!
1 Jul 2026 15:47:45 KST [Local batch simulation controller] Job LHS-000229 started. 20 more to go!
1 Jul 2026 15:47:46 KST [Local batch simulation controller] Job LHS-000230 started. 19 more to go!
1 Jul 2026 15:47:48 KST [Local batch simulation controller] Job LHS-000231 started. 18 more to go!
1 Jul 2026 15:47:54 KST [Local batch simulation controller] Job LHS-000232 started. 17 more to go!
1 Jul 2026 15:47:58 KST [Local batch simulation controller] Job LHS-000233 started. 16 more to go!
1 Jul 2026 15:47:58 KST [Local batch simulation controller] Job LHS-000234 started. 15 more to go!
1 Jul 2026 15:48:21 KST [Local batch simulation controller] Job LHS-000235 started. 14 more to go!
1 Jul 2026 15:48:23 KST [Local batch simulation controller] Job LHS-000236 started. 13 more to go!
1 Jul 2026 15:48:23 KST [Local batch simulation controller] Job LHS-000237 started. 12 more to go!
1 Jul 2026 15:48:23 KST [Local batch simulation controller] Job LHS-000238 started. 11 more to go!
1 Jul 2026 15:48:33 KST [Local batch simulation controller] Job LHS-000239 started. 10 more to go!
1 Jul 2026 15:48:37 KST [Local batch simulation controller] Job LHS-000240 started. 9 more to go!
1 Jul 2026 15:48:46 KST [Local batch simulation controller] Job LHS-000241 started. 8 more to go!
1 Jul 2026 15:48:46 KST [Local batch simulation controller] Job LHS-000242 started. 7 more to go!
1 Jul 2026 15:49:03 KST [Local batch simulation controller] Job LHS-000243 started. 6 more to go!
1 Jul 2026 15:50:01 KST [Local batch simulation controller] Job LHS-000244 started. 5 more to go!
1 Jul 2026 15:50:02 KST [Local batch simulation controller] Job LHS-000245 started. 4 more to go!
1 Jul 2026 15:50:08 KST [Local batch simulation controller] Job LHS-000246 started. 3 more to go!
1 Jul 2026 15:50:15 KST [Local batch simulation controller] Job LHS-000247 started. 2 more to go!
1 Jul 2026 15:50:17 KST [Local batch simulation controller] Job LHS-000248 started. 1 more to go!
1 Jul 2026 15:50:32 KST [Local batch simulation controller] Job LHS-000249 started. 0 more to go!
1 Jul 2026 15:50:32 KST [Local batch simulation controller] Nearly there ...
1 Jul 2026 15:52:11 KST [Local batch simulation controller] Local batch simulation controller is FINISHED [Que=0, Run=0, Fin=250]
1 Jul 2026 15:52:11 KST [Local batch simulation controller] Local agent stopped.
1 Jul 2026 15:52:11 KST [Local batch simulation controller] Collecting results ...
1 Jul 2026 15:52:11 KST [Local batch simulation controller] Standard report collector collected 250 simulation reports in D:\1. Research\0. CONFERENCE PAPER\2026.09_ICAE2026\3. DATA_CODE\CODE\data\jEPlus-LHS\4\RunTimes.csv
1 Jul 2026 15:52:11 KST [Local batch simulation controller] Standard report collector collected job index table in D:\1. Research\0. CONFERENCE PAPER\2026.09_ICAE2026\3. DATA_CODE\CODE\data\jEPlus-LHS\4\SimJobIndex.csv
1 Jul 2026 15:52:16 KST [Local batch simulation controller] Combined result table AllCombinedResults.csv is created.
1 Jul 2026 15:52:16 KST [Local batch simulation controller] Derivative result table AllDerivedResults.csv is created.
1 Jul 2026 15:52:16 KST [Local batch simulation controller] All done!
1 Jul 2026 15:52:16 KST [Local batch simulation controller] Simulation finished at: Wed, 1 Jul 2026 15:52:16
1 Jul 2026 15:52:16 KST [Local batch simulation controller] Total execution time = 1854 seconds.
The project contains:
D:\1. Research\0. CONFERENCE PAPER\2026.09_ICAE2026\3. DATA_CODE\CODE\data\energy_models\ASHRAE901_OfficeMedium_STD2019_HoChiMinh.idf
D:\1. Research\0. CONFERENCE PAPER\2026.09_ICAE2026\3. DATA_CODE\jEPlus-LHS\my_results.rvi
Validating jobs. Hang on ...
Validation successful!
Validation result: pass
Warning: no report variable is defined. This project may not work with jEPlus+EA.
Jobs are compiled from 1 models and 1 weather files, with the following
Parameter Chains:
P1("@@P1_Wall_R@@") --> P2("@@P2_Roof_R@@") --> P3("@@P3_Roof_Abs@@") --> P4("@@P4_U@@¦@@P4_SHGC@@¦@@P4_VT@@") --> P5("@@P5_COP@@") --> P6("@@P6_ClgSetp@@") --> P7("@@P7_LPD@@") --> 62500 jobs
62,500 jobs have been identified in total.
Simulation work directories and results will be stored in: D:\1. Research\0. CONFERENCE PAPER\2026.09_ICAE2026\3. DATA_CODE\CODE\data\jEPlus-LHS\5\
A LHS sample of 250 jobs has started ...
1 Jul 2026 15:54:37 KST [Local batch simulation controller] Writing job lists to D:\1. Research\0. CONFERENCE PAPER\2026.09_ICAE2026\3. DATA_CODE\CODE\data\jEPlus-LHS\joblist_out.csv
1 Jul 2026 15:54:37 KST [Local batch simulation controller] Job LHS-000000 started. 249 more to go!
1 Jul 2026 15:54:37 KST [Local batch simulation controller] Job LHS-000001 started. 248 more to go!
1 Jul 2026 15:54:38 KST [Local batch simulation controller] Job LHS-000002 started. 247 more to go!
1 Jul 2026 15:54:38 KST [Local batch simulation controller] Job LHS-000003 started. 246 more to go!
1 Jul 2026 15:54:38 KST [Local batch simulation controller] Job LHS-000004 started. 245 more to go!
1 Jul 2026 15:54:38 KST [Local batch simulation controller] Job LHS-000005 started. 244 more to go!
1 Jul 2026 15:54:38 KST [Local batch simulation controller] Job LHS-000006 started. 243 more to go!
1 Jul 2026 15:54:38 KST [Local batch simulation controller] Job LHS-000007 started. 242 more to go!
1 Jul 2026 15:54:38 KST [Local batch simulation controller] Job LHS-000008 started. 241 more to go!
1 Jul 2026 15:54:39 KST [Local batch simulation controller] Job LHS-000009 started. 240 more to go!
1 Jul 2026 15:54:39 KST [Local batch simulation controller] Job LHS-000010 started. 239 more to go!
1 Jul 2026 15:54:39 KST [Local batch simulation controller] Job LHS-000011 started. 238 more to go!
1 Jul 2026 15:54:39 KST [Local batch simulation controller] Job LHS-000012 started. 237 more to go!
1 Jul 2026 15:54:39 KST [Local batch simulation controller] Job LHS-000013 started. 236 more to go!
1 Jul 2026 15:54:39 KST [Local batch simulation controller] Job LHS-000014 started. 235 more to go!
1 Jul 2026 15:54:39 KST [Local batch simulation controller] Job LHS-000015 started. 234 more to go!
1 Jul 2026 15:54:39 KST [Local batch simulation controller] Job LHS-000016 started. 233 more to go!
1 Jul 2026 15:54:39 KST [Local batch simulation controller] Job LHS-000017 started. 232 more to go!
1 Jul 2026 15:54:40 KST [Local batch simulation controller] Job LHS-000018 started. 231 more to go!
1 Jul 2026 15:54:40 KST [Local batch simulation controller] Job LHS-000019 started. 230 more to go!
1 Jul 2026 15:54:40 KST [Local batch simulation controller] Job LHS-000020 started. 229 more to go!
1 Jul 2026 15:54:40 KST [Local batch simulation controller] Job LHS-000021 started. 228 more to go!
1 Jul 2026 15:54:40 KST [Local batch simulation controller] Job LHS-000022 started. 227 more to go!
1 Jul 2026 15:54:40 KST [Local batch simulation controller] Job LHS-000023 started. 226 more to go!
1 Jul 2026 15:54:40 KST [Local batch simulation controller] Job LHS-000024 started. 225 more to go!
1 Jul 2026 15:54:40 KST [Local batch simulation controller] Job LHS-000025 started. 224 more to go!
1 Jul 2026 15:54:40 KST [Local batch simulation controller] Job LHS-000026 started. 223 more to go!
1 Jul 2026 15:54:41 KST [Local batch simulation controller] Job LHS-000027 started. 222 more to go!
1 Jul 2026 15:57:24 KST [Local batch simulation controller] Job LHS-000028 started. 221 more to go!
1 Jul 2026 15:57:32 KST [Local batch simulation controller] Job LHS-000029 started. 220 more to go!
1 Jul 2026 15:57:35 KST [Local batch simulation controller] Job LHS-000030 started. 219 more to go!
1 Jul 2026 15:57:39 KST [Local batch simulation controller] Job LHS-000031 started. 218 more to go!
1 Jul 2026 15:57:40 KST [Local batch simulation controller] Job LHS-000032 started. 217 more to go!
1 Jul 2026 15:57:42 KST [Local batch simulation controller] Job LHS-000033 started. 216 more to go!
1 Jul 2026 15:57:42 KST [Local batch simulation controller] Job LHS-000034 started. 215 more to go!
1 Jul 2026 15:57:43 KST [Local batch simulation controller] Job LHS-000035 started. 214 more to go!
1 Jul 2026 15:57:44 KST [Local batch simulation controller] Job LHS-000036 started. 213 more to go!
1 Jul 2026 15:57:46 KST [Local batch simulation controller] Job LHS-000037 started. 212 more to go!
1 Jul 2026 15:57:46 KST [Local batch simulation controller] Job LHS-000038 started. 211 more to go!
1 Jul 2026 15:57:47 KST [Local batch simulation controller] Job LHS-000039 started. 210 more to go!
1 Jul 2026 15:57:49 KST [Local batch simulation controller] Job LHS-000040 started. 209 more to go!
1 Jul 2026 15:58:30 KST [Local batch simulation controller] Job LHS-000041 started. 208 more to go!
1 Jul 2026 15:58:32 KST [Local batch simulation controller] Job LHS-000042 started. 207 more to go!
1 Jul 2026 15:58:32 KST [Local batch simulation controller] Job LHS-000043 started. 206 more to go!
1 Jul 2026 15:58:32 KST [Local batch simulation controller] Job LHS-000044 started. 205 more to go!
1 Jul 2026 15:58:32 KST [Local batch simulation controller] Job LHS-000045 started. 204 more to go!
1 Jul 2026 15:58:32 KST [Local batch simulation controller] Job LHS-000046 started. 203 more to go!
1 Jul 2026 15:58:32 KST [Local batch simulation controller] Job LHS-000047 started. 202 more to go!
1 Jul 2026 15:58:32 KST [Local batch simulation controller] Job LHS-000048 started. 201 more to go!
1 Jul 2026 15:58:32 KST [Local batch simulation controller] Job LHS-000049 started. 200 more to go!
1 Jul 2026 15:58:33 KST [Local batch simulation controller] Job LHS-000050 started. 199 more to go!
1 Jul 2026 15:58:35 KST [Local batch simulation controller] Job LHS-000051 started. 198 more to go!
1 Jul 2026 15:58:35 KST [Local batch simulation controller] Job LHS-000052 started. 197 more to go!
1 Jul 2026 15:58:35 KST [Local batch simulation controller] Job LHS-000053 started. 196 more to go!
1 Jul 2026 15:58:35 KST [Local batch simulation controller] Job LHS-000054 started. 195 more to go!
1 Jul 2026 15:58:35 KST [Local batch simulation controller] Job LHS-000055 started. 194 more to go!
1 Jul 2026 15:59:27 KST [Local batch simulation controller] Job LHS-000056 started. 193 more to go!
1 Jul 2026 15:59:29 KST [Local batch simulation controller] Job LHS-000057 started. 192 more to go!
1 Jul 2026 15:59:34 KST [Local batch simulation controller] Job LHS-000058 started. 191 more to go!
1 Jul 2026 15:59:34 KST [Local batch simulation controller] Job LHS-000059 started. 190 more to go!
1 Jul 2026 15:59:35 KST [Local batch simulation controller] Job LHS-000060 started. 189 more to go!
1 Jul 2026 15:59:36 KST [Local batch simulation controller] Job LHS-000061 started. 188 more to go!
1 Jul 2026 15:59:37 KST [Local batch simulation controller] Job LHS-000062 started. 187 more to go!
1 Jul 2026 15:59:38 KST [Local batch simulation controller] Job LHS-000063 started. 186 more to go!
1 Jul 2026 15:59:41 KST [Local batch simulation controller] Job LHS-000064 started. 185 more to go!
1 Jul 2026 15:59:49 KST [Local batch simulation controller] Job LHS-000065 started. 184 more to go!
1 Jul 2026 15:59:52 KST [Local batch simulation controller] Job LHS-000066 started. 183 more to go!
1 Jul 2026 16:00:01 KST [Local batch simulation controller] Job LHS-000067 started. 182 more to go!
1 Jul 2026 16:00:16 KST [Local batch simulation controller] Job LHS-000068 started. 181 more to go!
1 Jul 2026 16:00:23 KST [Local batch simulation controller] Job LHS-000069 started. 180 more to go!
1 Jul 2026 16:00:23 KST [Local batch simulation controller] Job LHS-000070 started. 179 more to go!
1 Jul 2026 16:00:24 KST [Local batch simulation controller] Job LHS-000071 started. 178 more to go!
1 Jul 2026 16:00:25 KST [Local batch simulation controller] Job LHS-000072 started. 177 more to go!
1 Jul 2026 16:00:28 KST [Local batch simulation controller] Job LHS-000073 started. 176 more to go!
1 Jul 2026 16:00:31 KST [Local batch simulation controller] Job LHS-000074 started. 175 more to go!
1 Jul 2026 16:00:31 KST [Local batch simulation controller] Job LHS-000075 started. 174 more to go!
1 Jul 2026 16:00:32 KST [Local batch simulation controller] Job LHS-000076 started. 173 more to go!
1 Jul 2026 16:00:35 KST [Local batch simulation controller] Job LHS-000077 started. 172 more to go!
1 Jul 2026 16:00:36 KST [Local batch simulation controller] Job LHS-000078 started. 171 more to go!
1 Jul 2026 16:00:38 KST [Local batch simulation controller] Job LHS-000079 started. 170 more to go!
1 Jul 2026 16:00:47 KST [Local batch simulation controller] Job LHS-000080 started. 169 more to go!
1 Jul 2026 16:00:53 KST [Local batch simulation controller] Job LHS-000081 started. 168 more to go!
1 Jul 2026 16:00:55 KST [Local batch simulation controller] Job LHS-000082 started. 167 more to go!
1 Jul 2026 16:01:00 KST [Local batch simulation controller] Job LHS-000083 started. 166 more to go!
1 Jul 2026 16:01:23 KST [Local batch simulation controller] Job LHS-000084 started. 165 more to go!
1 Jul 2026 16:01:23 KST [Local batch simulation controller] Job LHS-000085 started. 164 more to go!
1 Jul 2026 16:01:25 KST [Local batch simulation controller] Job LHS-000086 started. 163 more to go!
1 Jul 2026 16:01:25 KST [Local batch simulation controller] Job LHS-000087 started. 162 more to go!
1 Jul 2026 16:01:30 KST [Local batch simulation controller] Job LHS-000088 started. 161 more to go!
1 Jul 2026 16:01:34 KST [Local batch simulation controller] Job LHS-000089 started. 160 more to go!
1 Jul 2026 16:01:40 KST [Local batch simulation controller] Job LHS-000090 started. 159 more to go!
1 Jul 2026 16:01:42 KST [Local batch simulation controller] Job LHS-000091 started. 158 more to go!
1 Jul 2026 16:01:43 KST [Local batch simulation controller] Job LHS-000092 started. 157 more to go!
1 Jul 2026 16:01:44 KST [Local batch simulation controller] Job LHS-000093 started. 156 more to go!
1 Jul 2026 16:01:50 KST [Local batch simulation controller] Job LHS-000094 started. 155 more to go!
1 Jul 2026 16:01:56 KST [Local batch simulation controller] Job LHS-000095 started. 154 more to go!
1 Jul 2026 16:02:10 KST [Local batch simulation controller] Job LHS-000096 started. 153 more to go!
1 Jul 2026 16:02:13 KST [Local batch simulation controller] Job LHS-000097 started. 152 more to go!
1 Jul 2026 16:02:16 KST [Local batch simulation controller] Job LHS-000098 started. 151 more to go!
1 Jul 2026 16:02:17 KST [Local batch simulation controller] Job LHS-000099 started. 150 more to go!
1 Jul 2026 16:02:21 KST [Local batch simulation controller] Job LHS-000100 started. 149 more to go!
1 Jul 2026 16:02:22 KST [Local batch simulation controller] Job LHS-000101 started. 148 more to go!
1 Jul 2026 16:02:24 KST [Local batch simulation controller] Job LHS-000102 started. 147 more to go!
1 Jul 2026 16:02:24 KST [Local batch simulation controller] Job LHS-000103 started. 146 more to go!
1 Jul 2026 16:02:26 KST [Local batch simulation controller] Job LHS-000104 started. 145 more to go!
1 Jul 2026 16:02:29 KST [Local batch simulation controller] Job LHS-000105 started. 144 more to go!
1 Jul 2026 16:02:30 KST [Local batch simulation controller] Job LHS-000106 started. 143 more to go!
1 Jul 2026 16:02:35 KST [Local batch simulation controller] Job LHS-000107 started. 142 more to go!
1 Jul 2026 16:02:38 KST [Local batch simulation controller] Job LHS-000108 started. 141 more to go!
1 Jul 2026 16:02:42 KST [Local batch simulation controller] Job LHS-000109 started. 140 more to go!
1 Jul 2026 16:02:46 KST [Local batch simulation controller] Job LHS-000110 started. 139 more to go!
1 Jul 2026 16:03:07 KST [Local batch simulation controller] Job LHS-000111 started. 138 more to go!
1 Jul 2026 16:03:09 KST [Local batch simulation controller] Job LHS-000112 started. 137 more to go!
1 Jul 2026 16:03:13 KST [Local batch simulation controller] Job LHS-000113 started. 136 more to go!
1 Jul 2026 16:03:22 KST [Local batch simulation controller] Job LHS-000114 started. 135 more to go!
1 Jul 2026 16:03:22 KST [Local batch simulation controller] Job LHS-000115 started. 134 more to go!
1 Jul 2026 16:03:23 KST [Local batch simulation controller] Job LHS-000116 started. 133 more to go!
1 Jul 2026 16:03:26 KST [Local batch simulation controller] Job LHS-000117 started. 132 more to go!
1 Jul 2026 16:03:29 KST [Local batch simulation controller] Job LHS-000118 started. 131 more to go!
1 Jul 2026 16:03:33 KST [Local batch simulation controller] Job LHS-000119 started. 130 more to go!
1 Jul 2026 16:03:43 KST [Local batch simulation controller] Job LHS-000120 started. 129 more to go!
1 Jul 2026 16:03:52 KST [Local batch simulation controller] Job LHS-000121 started. 128 more to go!
1 Jul 2026 16:03:56 KST [Local batch simulation controller] Job LHS-000122 started. 127 more to go!
1 Jul 2026 16:04:02 KST [Local batch simulation controller] Job LHS-000123 started. 126 more to go!
1 Jul 2026 16:04:03 KST [Local batch simulation controller] Job LHS-000124 started. 125 more to go!
1 Jul 2026 16:04:06 KST [Local batch simulation controller] Job LHS-000125 started. 124 more to go!
1 Jul 2026 16:04:13 KST [Local batch simulation controller] Job LHS-000126 started. 123 more to go!
1 Jul 2026 16:04:14 KST [Local batch simulation controller] Job LHS-000127 started. 122 more to go!
1 Jul 2026 16:04:17 KST [Local batch simulation controller] Job LHS-000128 started. 121 more to go!
1 Jul 2026 16:04:20 KST [Local batch simulation controller] Job LHS-000129 started. 120 more to go!
1 Jul 2026 16:04:21 KST [Local batch simulation controller] Job LHS-000130 started. 119 more to go!
1 Jul 2026 16:04:26 KST [Local batch simulation controller] Job LHS-000131 started. 118 more to go!
1 Jul 2026 16:04:30 KST [Local batch simulation controller] Job LHS-000132 started. 117 more to go!
1 Jul 2026 16:04:31 KST [Local batch simulation controller] Job LHS-000133 started. 116 more to go!
1 Jul 2026 16:04:33 KST [Local batch simulation controller] Job LHS-000134 started. 115 more to go!
1 Jul 2026 16:04:36 KST [Local batch simulation controller] Job LHS-000135 started. 114 more to go!
1 Jul 2026 16:04:39 KST [Local batch simulation controller] Job LHS-000136 started. 113 more to go!
1 Jul 2026 16:04:41 KST [Local batch simulation controller] Job LHS-000137 started. 112 more to go!
1 Jul 2026 16:04:44 KST [Local batch simulation controller] Job LHS-000138 started. 111 more to go!
1 Jul 2026 16:05:03 KST [Local batch simulation controller] Job LHS-000139 started. 110 more to go!
1 Jul 2026 16:05:05 KST [Local batch simulation controller] Job LHS-000140 started. 109 more to go!
1 Jul 2026 16:05:08 KST [Local batch simulation controller] Job LHS-000141 started. 108 more to go!
1 Jul 2026 16:05:13 KST [Local batch simulation controller] Job LHS-000142 started. 107 more to go!
1 Jul 2026 16:05:20 KST [Local batch simulation controller] Job LHS-000143 started. 106 more to go!
1 Jul 2026 16:05:20 KST [Local batch simulation controller] Job LHS-000144 started. 105 more to go!
1 Jul 2026 16:05:23 KST [Local batch simulation controller] Job LHS-000145 started. 104 more to go!
1 Jul 2026 16:05:25 KST [Local batch simulation controller] Job LHS-000146 started. 103 more to go!
1 Jul 2026 16:05:31 KST [Local batch simulation controller] Job LHS-000147 started. 102 more to go!
1 Jul 2026 16:05:36 KST [Local batch simulation controller] Job LHS-000148 started. 101 more to go!
1 Jul 2026 16:05:44 KST [Local batch simulation controller] Job LHS-000149 started. 100 more to go!
1 Jul 2026 16:05:55 KST [Local batch simulation controller] Job LHS-000150 started. 99 more to go!
1 Jul 2026 16:05:57 KST [Local batch simulation controller] Job LHS-000151 started. 98 more to go!
1 Jul 2026 16:05:58 KST [Local batch simulation controller] Job LHS-000152 started. 97 more to go!
1 Jul 2026 16:06:00 KST [Local batch simulation controller] Job LHS-000153 started. 96 more to go!
1 Jul 2026 16:06:02 KST [Local batch simulation controller] Job LHS-000154 started. 95 more to go!
1 Jul 2026 16:06:05 KST [Local batch simulation controller] Job LHS-000155 started. 94 more to go!
1 Jul 2026 16:06:07 KST [Local batch simulation controller] Job LHS-000156 started. 93 more to go!
1 Jul 2026 16:06:09 KST [Local batch simulation controller] Job LHS-000157 started. 92 more to go!
1 Jul 2026 16:06:13 KST [Local batch simulation controller] Job LHS-000158 started. 91 more to go!
1 Jul 2026 16:06:15 KST [Local batch simulation controller] Job LHS-000159 started. 90 more to go!
1 Jul 2026 16:06:18 KST [Local batch simulation controller] Job LHS-000160 started. 89 more to go!
1 Jul 2026 16:06:23 KST [Local batch simulation controller] Job LHS-000161 started. 88 more to go!
1 Jul 2026 16:06:31 KST [Local batch simulation controller] Job LHS-000162 started. 87 more to go!
1 Jul 2026 16:06:36 KST [Local batch simulation controller] Job LHS-000163 started. 86 more to go!
1 Jul 2026 16:06:37 KST [Local batch simulation controller] Job LHS-000164 started. 85 more to go!
1 Jul 2026 16:06:47 KST [Local batch simulation controller] Job LHS-000165 started. 84 more to go!
1 Jul 2026 16:06:48 KST [Local batch simulation controller] Job LHS-000166 started. 83 more to go!
1 Jul 2026 16:06:51 KST [Local batch simulation controller] Job LHS-000167 started. 82 more to go!
1 Jul 2026 16:06:51 KST [Local batch simulation controller] Job LHS-000168 started. 81 more to go!
1 Jul 2026 16:06:52 KST [Local batch simulation controller] Job LHS-000169 started. 80 more to go!
1 Jul 2026 16:06:57 KST [Local batch simulation controller] Job LHS-000170 started. 79 more to go!
1 Jul 2026 16:07:01 KST [Local batch simulation controller] Job LHS-000171 started. 78 more to go!
1 Jul 2026 16:07:13 KST [Local batch simulation controller] Job LHS-000172 started. 77 more to go!
1 Jul 2026 16:07:18 KST [Local batch simulation controller] Job LHS-000173 started. 76 more to go!
1 Jul 2026 16:07:19 KST [Local batch simulation controller] Job LHS-000174 started. 75 more to go!
1 Jul 2026 16:07:20 KST [Local batch simulation controller] Job LHS-000175 started. 74 more to go!
1 Jul 2026 16:07:24 KST [Local batch simulation controller] Job LHS-000176 started. 73 more to go!
1 Jul 2026 16:07:33 KST [Local batch simulation controller] Job LHS-000177 started. 72 more to go!
1 Jul 2026 16:07:33 KST [Local batch simulation controller] Job LHS-000178 started. 71 more to go!
1 Jul 2026 16:07:40 KST [Local batch simulation controller] Job LHS-000179 started. 70 more to go!
1 Jul 2026 16:07:48 KST [Local batch simulation controller] Job LHS-000180 started. 69 more to go!
1 Jul 2026 16:07:56 KST [Local batch simulation controller] Job LHS-000181 started. 68 more to go!
1 Jul 2026 16:07:57 KST [Local batch simulation controller] Job LHS-000182 started. 67 more to go!
1 Jul 2026 16:07:57 KST [Local batch simulation controller] Job LHS-000183 started. 66 more to go!
1 Jul 2026 16:08:07 KST [Local batch simulation controller] Job LHS-000184 started. 65 more to go!
1 Jul 2026 16:08:10 KST [Local batch simulation controller] Job LHS-000185 started. 64 more to go!
1 Jul 2026 16:08:13 KST [Local batch simulation controller] Job LHS-000186 started. 63 more to go!
1 Jul 2026 16:08:15 KST [Local batch simulation controller] Job LHS-000187 started. 62 more to go!
1 Jul 2026 16:08:15 KST [Local batch simulation controller] Job LHS-000188 started. 61 more to go!
1 Jul 2026 16:08:15 KST [Local batch simulation controller] Job LHS-000189 started. 60 more to go!
1 Jul 2026 16:08:16 KST [Local batch simulation controller] Job LHS-000190 started. 59 more to go!
1 Jul 2026 16:08:25 KST [Local batch simulation controller] Job LHS-000191 started. 58 more to go!
1 Jul 2026 16:08:25 KST [Local batch simulation controller] Job LHS-000192 started. 57 more to go!
1 Jul 2026 16:08:30 KST [Local batch simulation controller] Job LHS-000193 started. 56 more to go!
1 Jul 2026 16:08:34 KST [Local batch simulation controller] Job LHS-000194 started. 55 more to go!
1 Jul 2026 16:08:36 KST [Local batch simulation controller] Job LHS-000195 started. 54 more to go!
1 Jul 2026 16:08:36 KST [Local batch simulation controller] Job LHS-000196 started. 53 more to go!
1 Jul 2026 16:08:37 KST [Local batch simulation controller] Job LHS-000197 started. 52 more to go!
1 Jul 2026 16:08:43 KST [Local batch simulation controller] Job LHS-000198 started. 51 more to go!
1 Jul 2026 16:08:46 KST [Local batch simulation controller] Job LHS-000199 started. 50 more to go!
1 Jul 2026 16:08:55 KST [Local batch simulation controller] Job LHS-000200 started. 49 more to go!
1 Jul 2026 16:08:57 KST [Local batch simulation controller] Job LHS-000201 started. 48 more to go!
1 Jul 2026 16:09:04 KST [Local batch simulation controller] Job LHS-000202 started. 47 more to go!
1 Jul 2026 16:09:06 KST [Local batch simulation controller] Job LHS-000203 started. 46 more to go!
1 Jul 2026 16:09:07 KST [Local batch simulation controller] Job LHS-000204 started. 45 more to go!
1 Jul 2026 16:09:31 KST [Local batch simulation controller] Job LHS-000205 started. 44 more to go!
1 Jul 2026 16:09:33 KST [Local batch simulation controller] Job LHS-000206 started. 43 more to go!
1 Jul 2026 16:09:36 KST [Local batch simulation controller] Job LHS-000207 started. 42 more to go!
1 Jul 2026 16:09:39 KST [Local batch simulation controller] Job LHS-000208 started. 41 more to go!
1 Jul 2026 16:09:40 KST [Local batch simulation controller] Job LHS-000209 started. 40 more to go!
1 Jul 2026 16:09:42 KST [Local batch simulation controller] Job LHS-000210 started. 39 more to go!
1 Jul 2026 16:09:44 KST [Local batch simulation controller] Job LHS-000211 started. 38 more to go!
1 Jul 2026 16:09:50 KST [Local batch simulation controller] Job LHS-000212 started. 37 more to go!
1 Jul 2026 16:09:55 KST [Local batch simulation controller] Job LHS-000213 started. 36 more to go!
1 Jul 2026 16:10:02 KST [Local batch simulation controller] Job LHS-000214 started. 35 more to go!
1 Jul 2026 16:10:02 KST [Local batch simulation controller] Job LHS-000215 started. 34 more to go!
1 Jul 2026 16:10:06 KST [Local batch simulation controller] Job LHS-000216 started. 33 more to go!
1 Jul 2026 16:10:07 KST [Local batch simulation controller] Job LHS-000217 started. 32 more to go!
1 Jul 2026 16:10:12 KST [Local batch simulation controller] Job LHS-000218 started. 31 more to go!
1 Jul 2026 16:10:14 KST [Local batch simulation controller] Job LHS-000219 started. 30 more to go!
1 Jul 2026 16:10:22 KST [Local batch simulation controller] Job LHS-000220 started. 29 more to go!
1 Jul 2026 16:10:25 KST [Local batch simulation controller] Job LHS-000221 started. 28 more to go!
1 Jul 2026 16:10:29 KST [Local batch simulation controller] Job LHS-000222 started. 27 more to go!
1 Jul 2026 16:10:30 KST [Local batch simulation controller] Job LHS-000223 started. 26 more to go!
1 Jul 2026 16:10:45 KST [Local batch simulation controller] Job LHS-000224 started. 25 more to go!
1 Jul 2026 16:10:45 KST [Local batch simulation controller] Job LHS-000225 started. 24 more to go!
1 Jul 2026 16:10:46 KST [Local batch simulation controller] Job LHS-000226 started. 23 more to go!
1 Jul 2026 16:10:46 KST [Local batch simulation controller] Job LHS-000227 started. 22 more to go!
1 Jul 2026 16:10:49 KST [Local batch simulation controller] Job LHS-000228 started. 21 more to go!
1 Jul 2026 16:10:51 KST [Local batch simulation controller] Job LHS-000229 started. 20 more to go!
1 Jul 2026 16:10:53 KST [Local batch simulation controller] Job LHS-000230 started. 19 more to go!
1 Jul 2026 16:11:01 KST [Local batch simulation controller] Job LHS-000231 started. 18 more to go!
1 Jul 2026 16:11:15 KST [Local batch simulation controller] Job LHS-000232 started. 17 more to go!
1 Jul 2026 16:11:17 KST [Local batch simulation controller] Job LHS-000233 started. 16 more to go!
1 Jul 2026 16:11:21 KST [Local batch simulation controller] Job LHS-000234 started. 15 more to go!
1 Jul 2026 16:11:25 KST [Local batch simulation controller] Job LHS-000235 started. 14 more to go!
1 Jul 2026 16:11:28 KST [Local batch simulation controller] Job LHS-000236 started. 13 more to go!
1 Jul 2026 16:11:32 KST [Local batch simulation controller] Job LHS-000237 started. 12 more to go!
1 Jul 2026 16:11:36 KST [Local batch simulation controller] Job LHS-000238 started. 11 more to go!
1 Jul 2026 16:11:49 KST [Local batch simulation controller] Job LHS-000239 started. 10 more to go!
1 Jul 2026 16:11:49 KST [Local batch simulation controller] Job LHS-000240 started. 9 more to go!
1 Jul 2026 16:11:51 KST [Local batch simulation controller] Job LHS-000241 started. 8 more to go!
1 Jul 2026 16:11:52 KST [Local batch simulation controller] Job LHS-000242 started. 7 more to go!
1 Jul 2026 16:11:58 KST [Local batch simulation controller] Job LHS-000243 started. 6 more to go!
1 Jul 2026 16:12:01 KST [Local batch simulation controller] Job LHS-000244 started. 5 more to go!
1 Jul 2026 16:12:05 KST [Local batch simulation controller] Job LHS-000245 started. 4 more to go!
1 Jul 2026 16:12:08 KST [Local batch simulation controller] Job LHS-000246 started. 3 more to go!
1 Jul 2026 16:12:19 KST [Local batch simulation controller] Job LHS-000247 started. 2 more to go!
1 Jul 2026 16:12:21 KST [Local batch simulation controller] Job LHS-000248 started. 1 more to go!
1 Jul 2026 16:12:27 KST [Local batch simulation controller] Job LHS-000249 started. 0 more to go!
1 Jul 2026 16:12:27 KST [Local batch simulation controller] Nearly there ...
1 Jul 2026 16:13:43 KST [Local batch simulation controller] Local batch simulation controller is FINISHED [Que=0, Run=0, Fin=250]
1 Jul 2026 16:13:43 KST [Local batch simulation controller] Local agent stopped.
1 Jul 2026 16:13:43 KST [Local batch simulation controller] Collecting results ...
1 Jul 2026 16:13:43 KST [Local batch simulation controller] Standard report collector collected 250 simulation reports in D:\1. Research\0. CONFERENCE PAPER\2026.09_ICAE2026\3. DATA_CODE\CODE\data\jEPlus-LHS\5\RunTimes.csv
1 Jul 2026 16:13:43 KST [Local batch simulation controller] Standard report collector collected job index table in D:\1. Research\0. CONFERENCE PAPER\2026.09_ICAE2026\3. DATA_CODE\CODE\data\jEPlus-LHS\5\SimJobIndex.csv
1 Jul 2026 16:13:47 KST [Local batch simulation controller] Combined result table AllCombinedResults.csv is created.
1 Jul 2026 16:13:47 KST [Local batch simulation controller] Derivative result table AllDerivedResults.csv is created.
1 Jul 2026 16:13:47 KST [Local batch simulation controller] All done!
1 Jul 2026 16:13:47 KST [Local batch simulation controller] Simulation finished at: Wed, 1 Jul 2026 16:13:47
1 Jul 2026 16:13:47 KST [Local batch simulation controller] Total execution time = 1150 seconds.
Validating jobs. Hang on ...
Validation successful!
Validation result: pass
Warning: no report variable is defined. This project may not work with jEPlus+EA.
Jobs are compiled from 1 models and 1 weather files, with the following
Parameter Chains:
P1("@@P1_Wall_R@@") --> P2("@@P2_Roof_R@@") --> P3("@@P3_Roof_Abs@@") --> P4("@@P4_U@@¦@@P4_SHGC@@¦@@P4_VT@@") --> P5("@@P5_COP@@") --> P6("@@P6_ClgSetp@@") --> P7("@@P7_LPD@@") --> 62500 jobs
62,500 jobs have been identified in total.
Simulation work directories and results will be stored in: D:\1. Research\0. CONFERENCE PAPER\2026.09_ICAE2026\3. DATA_CODE\CODE\data\jEPlus-LHS\6\
A LHS sample of 250 jobs has started ...
1 Jul 2026 16:36:45 KST [Local batch simulation controller] Writing job lists to D:\1. Research\0. CONFERENCE PAPER\2026.09_ICAE2026\3. DATA_CODE\CODE\data\jEPlus-LHS\joblist_out.csv
1 Jul 2026 16:36:45 KST [Local batch simulation controller] Job LHS-000000 started. 249 more to go!
1 Jul 2026 16:36:45 KST [Local batch simulation controller] Job LHS-000001 started. 248 more to go!
1 Jul 2026 16:36:45 KST [Local batch simulation controller] Job LHS-000002 started. 247 more to go!
1 Jul 2026 16:36:45 KST [Local batch simulation controller] Job LHS-000003 started. 246 more to go!
1 Jul 2026 16:36:46 KST [Local batch simulation controller] Job LHS-000004 started. 245 more to go!
1 Jul 2026 16:36:46 KST [Local batch simulation controller] Job LHS-000005 started. 244 more to go!
1 Jul 2026 16:36:46 KST [Local batch simulation controller] Job LHS-000006 started. 243 more to go!
1 Jul 2026 16:36:46 KST [Local batch simulation controller] Job LHS-000007 started. 242 more to go!
1 Jul 2026 16:36:46 KST [Local batch simulation controller] Job LHS-000008 started. 241 more to go!
1 Jul 2026 16:36:46 KST [Local batch simulation controller] Job LHS-000009 started. 240 more to go!
1 Jul 2026 16:36:46 KST [Local batch simulation controller] Job LHS-000010 started. 239 more to go!
1 Jul 2026 16:36:46 KST [Local batch simulation controller] Job LHS-000011 started. 238 more to go!
1 Jul 2026 16:36:46 KST [Local batch simulation controller] Job LHS-000012 started. 237 more to go!
1 Jul 2026 16:36:47 KST [Local batch simulation controller] Job LHS-000013 started. 236 more to go!
1 Jul 2026 16:36:47 KST [Local batch simulation controller] Job LHS-000014 started. 235 more to go!
1 Jul 2026 16:36:47 KST [Local batch simulation controller] Job LHS-000015 started. 234 more to go!
1 Jul 2026 16:36:47 KST [Local batch simulation controller] Job LHS-000016 started. 233 more to go!
1 Jul 2026 16:36:47 KST [Local batch simulation controller] Job LHS-000017 started. 232 more to go!
1 Jul 2026 16:36:47 KST [Local batch simulation controller] Job LHS-000018 started. 231 more to go!
1 Jul 2026 16:36:47 KST [Local batch simulation controller] Job LHS-000019 started. 230 more to go!
1 Jul 2026 16:36:47 KST [Local batch simulation controller] Job LHS-000020 started. 229 more to go!
1 Jul 2026 16:36:47 KST [Local batch simulation controller] Job LHS-000021 started. 228 more to go!
1 Jul 2026 16:36:48 KST [Local batch simulation controller] Job LHS-000022 started. 227 more to go!
1 Jul 2026 16:36:48 KST [Local batch simulation controller] Job LHS-000023 started. 226 more to go!
1 Jul 2026 16:36:48 KST [Local batch simulation controller] Job LHS-000024 started. 225 more to go!
1 Jul 2026 16:36:48 KST [Local batch simulation controller] Job LHS-000025 started. 224 more to go!
1 Jul 2026 16:36:48 KST [Local batch simulation controller] Job LHS-000026 started. 223 more to go!
1 Jul 2026 16:36:48 KST [Local batch simulation controller] Job LHS-000027 started. 222 more to go!
1 Jul 2026 16:38:16 KST [Local batch simulation controller] Job LHS-000028 started. 221 more to go!
1 Jul 2026 16:38:19 KST [Local batch simulation controller] Job LHS-000029 started. 220 more to go!
1 Jul 2026 16:38:24 KST [Local batch simulation controller] Job LHS-000030 started. 219 more to go!
1 Jul 2026 16:38:27 KST [Local batch simulation controller] Job LHS-000031 started. 218 more to go!
1 Jul 2026 16:38:31 KST [Local batch simulation controller] Job LHS-000032 started. 217 more to go!
1 Jul 2026 16:38:31 KST [Local batch simulation controller] Job LHS-000033 started. 216 more to go!
1 Jul 2026 16:38:31 KST [Local batch simulation controller] Job LHS-000034 started. 215 more to go!
1 Jul 2026 16:38:32 KST [Local batch simulation controller] Job LHS-000035 started. 214 more to go!
1 Jul 2026 16:38:32 KST [Local batch simulation controller] Job LHS-000036 started. 213 more to go!
1 Jul 2026 16:38:33 KST [Local batch simulation controller] Job LHS-000037 started. 212 more to go!
1 Jul 2026 16:38:34 KST [Local batch simulation controller] Job LHS-000038 started. 211 more to go!
1 Jul 2026 16:38:35 KST [Local batch simulation controller] Job LHS-000039 started. 210 more to go!
1 Jul 2026 16:38:36 KST [Local batch simulation controller] Job LHS-000040 started. 209 more to go!
1 Jul 2026 16:38:36 KST [Local batch simulation controller] Job LHS-000041 started. 208 more to go!
1 Jul 2026 16:38:36 KST [Local batch simulation controller] Job LHS-000042 started. 207 more to go!
1 Jul 2026 16:38:38 KST [Local batch simulation controller] Job LHS-000043 started. 206 more to go!
1 Jul 2026 16:38:38 KST [Local batch simulation controller] Job LHS-000044 started. 205 more to go!
1 Jul 2026 16:38:39 KST [Local batch simulation controller] Job LHS-000045 started. 204 more to go!
1 Jul 2026 16:38:39 KST [Local batch simulation controller] Job LHS-000046 started. 203 more to go!
1 Jul 2026 16:38:40 KST [Local batch simulation controller] Job LHS-000047 started. 202 more to go!
1 Jul 2026 16:38:41 KST [Local batch simulation controller] Job LHS-000048 started. 201 more to go!
1 Jul 2026 16:38:41 KST [Local batch simulation controller] Job LHS-000049 started. 200 more to go!
1 Jul 2026 16:38:42 KST [Local batch simulation controller] Job LHS-000050 started. 199 more to go!
1 Jul 2026 16:38:47 KST [Local batch simulation controller] Job LHS-000051 started. 198 more to go!
1 Jul 2026 16:38:47 KST [Local batch simulation controller] Job LHS-000052 started. 197 more to go!
1 Jul 2026 16:38:52 KST [Local batch simulation controller] Job LHS-000053 started. 196 more to go!
1 Jul 2026 16:38:54 KST [Local batch simulation controller] Job LHS-000054 started. 195 more to go!
1 Jul 2026 16:38:56 KST [Local batch simulation controller] Job LHS-000055 started. 194 more to go!
1 Jul 2026 16:40:04 KST [Local batch simulation controller] Job LHS-000056 started. 193 more to go!
1 Jul 2026 16:40:09 KST [Local batch simulation controller] Job LHS-000057 started. 192 more to go!
1 Jul 2026 16:40:11 KST [Local batch simulation controller] Job LHS-000058 started. 191 more to go!
1 Jul 2026 16:40:16 KST [Local batch simulation controller] Job LHS-000059 started. 190 more to go!
1 Jul 2026 16:40:17 KST [Local batch simulation controller] Job LHS-000060 started. 189 more to go!
1 Jul 2026 16:40:18 KST [Local batch simulation controller] Job LHS-000061 started. 188 more to go!
1 Jul 2026 16:40:19 KST [Local batch simulation controller] Job LHS-000062 started. 187 more to go!
1 Jul 2026 16:40:19 KST [Local batch simulation controller] Job LHS-000063 started. 186 more to go!
1 Jul 2026 16:40:20 KST [Local batch simulation controller] Job LHS-000064 started. 185 more to go!
1 Jul 2026 16:40:24 KST [Local batch simulation controller] Job LHS-000065 started. 184 more to go!
1 Jul 2026 16:40:24 KST [Local batch simulation controller] Job LHS-000066 started. 183 more to go!
1 Jul 2026 16:40:24 KST [Local batch simulation controller] Job LHS-000067 started. 182 more to go!
1 Jul 2026 16:40:26 KST [Local batch simulation controller] Job LHS-000068 started. 181 more to go!
1 Jul 2026 16:40:27 KST [Local batch simulation controller] Job LHS-000069 started. 180 more to go!
1 Jul 2026 16:40:28 KST [Local batch simulation controller] Job LHS-000070 started. 179 more to go!
1 Jul 2026 16:40:28 KST [Local batch simulation controller] Job LHS-000071 started. 178 more to go!
1 Jul 2026 16:40:31 KST [Local batch simulation controller] Job LHS-000072 started. 177 more to go!
1 Jul 2026 16:40:31 KST [Local batch simulation controller] Job LHS-000073 started. 176 more to go!
1 Jul 2026 16:40:32 KST [Local batch simulation controller] Job LHS-000074 started. 175 more to go!
1 Jul 2026 16:40:37 KST [Local batch simulation controller] Job LHS-000075 started. 174 more to go!
1 Jul 2026 16:40:38 KST [Local batch simulation controller] Job LHS-000076 started. 173 more to go!
1 Jul 2026 16:40:39 KST [Local batch simulation controller] Job LHS-000077 started. 172 more to go!
1 Jul 2026 16:40:42 KST [Local batch simulation controller] Job LHS-000078 started. 171 more to go!
1 Jul 2026 16:40:42 KST [Local batch simulation controller] Job LHS-000079 started. 170 more to go!
1 Jul 2026 16:40:50 KST [Local batch simulation controller] Job LHS-000080 started. 169 more to go!
1 Jul 2026 16:40:55 KST [Local batch simulation controller] Job LHS-000081 started. 168 more to go!
1 Jul 2026 16:40:58 KST [Local batch simulation controller] Job LHS-000082 started. 167 more to go!
1 Jul 2026 16:41:13 KST [Local batch simulation controller] Job LHS-000083 started. 166 more to go!
1 Jul 2026 16:41:46 KST [Local batch simulation controller] Job LHS-000084 started. 165 more to go!
1 Jul 2026 16:41:58 KST [Local batch simulation controller] Job LHS-000085 started. 164 more to go!
1 Jul 2026 16:42:02 KST [Local batch simulation controller] Job LHS-000086 started. 163 more to go!
1 Jul 2026 16:42:09 KST [Local batch simulation controller] Job LHS-000087 started. 162 more to go!
1 Jul 2026 16:42:10 KST [Local batch simulation controller] Job LHS-000088 started. 161 more to go!
1 Jul 2026 16:42:11 KST [Local batch simulation controller] Job LHS-000089 started. 160 more to go!
1 Jul 2026 16:42:12 KST [Local batch simulation controller] Job LHS-000090 started. 159 more to go!
1 Jul 2026 16:42:13 KST [Local batch simulation controller] Job LHS-000091 started. 158 more to go!
1 Jul 2026 16:42:17 KST [Local batch simulation controller] Job LHS-000092 started. 157 more to go!
1 Jul 2026 16:42:17 KST [Local batch simulation controller] Job LHS-000093 started. 156 more to go!
1 Jul 2026 16:42:18 KST [Local batch simulation controller] Job LHS-000094 started. 155 more to go!
1 Jul 2026 16:42:18 KST [Local batch simulation controller] Job LHS-000095 started. 154 more to go!
1 Jul 2026 16:42:19 KST [Local batch simulation controller] Job LHS-000096 started. 153 more to go!
1 Jul 2026 16:42:23 KST [Local batch simulation controller] Job LHS-000097 started. 152 more to go!
1 Jul 2026 16:42:24 KST [Local batch simulation controller] Job LHS-000098 started. 151 more to go!
1 Jul 2026 16:42:25 KST [Local batch simulation controller] Job LHS-000099 started. 150 more to go!
1 Jul 2026 16:42:27 KST [Local batch simulation controller] Job LHS-000100 started. 149 more to go!
1 Jul 2026 16:42:27 KST [Local batch simulation controller] Job LHS-000101 started. 148 more to go!
1 Jul 2026 16:42:36 KST [Local batch simulation controller] Job LHS-000102 started. 147 more to go!
1 Jul 2026 16:42:36 KST [Local batch simulation controller] Job LHS-000103 started. 146 more to go!
1 Jul 2026 16:42:41 KST [Local batch simulation controller] Job LHS-000104 started. 145 more to go!
1 Jul 2026 16:42:45 KST [Local batch simulation controller] Job LHS-000105 started. 144 more to go!
1 Jul 2026 16:42:47 KST [Local batch simulation controller] Job LHS-000106 started. 143 more to go!
1 Jul 2026 16:42:51 KST [Local batch simulation controller] Job LHS-000107 started. 142 more to go!
1 Jul 2026 16:42:52 KST [Local batch simulation controller] Job LHS-000108 started. 141 more to go!
1 Jul 2026 16:42:53 KST [Local batch simulation controller] Job LHS-000109 started. 140 more to go!
1 Jul 2026 16:43:02 KST [Local batch simulation controller] Job LHS-000110 started. 139 more to go!
1 Jul 2026 16:43:11 KST [Local batch simulation controller] Job LHS-000111 started. 138 more to go!
1 Jul 2026 16:43:46 KST [Local batch simulation controller] Job LHS-000112 started. 137 more to go!
1 Jul 2026 16:43:47 KST [Local batch simulation controller] Job LHS-000113 started. 136 more to go!
1 Jul 2026 16:43:51 KST [Local batch simulation controller] Job LHS-000114 started. 135 more to go!
1 Jul 2026 16:43:55 KST [Local batch simulation controller] Job LHS-000115 started. 134 more to go!
1 Jul 2026 16:44:05 KST [Local batch simulation controller] Job LHS-000116 started. 133 more to go!
1 Jul 2026 16:44:10 KST [Local batch simulation controller] Job LHS-000117 started. 132 more to go!
1 Jul 2026 16:44:10 KST [Local batch simulation controller] Job LHS-000118 started. 131 more to go!
1 Jul 2026 16:44:10 KST [Local batch simulation controller] Job LHS-000119 started. 130 more to go!
1 Jul 2026 16:44:11 KST [Local batch simulation controller] Job LHS-000120 started. 129 more to go!
1 Jul 2026 16:44:12 KST [Local batch simulation controller] Job LHS-000121 started. 128 more to go!
1 Jul 2026 16:44:13 KST [Local batch simulation controller] Job LHS-000122 started. 127 more to go!
1 Jul 2026 16:44:13 KST [Local batch simulation controller] Job LHS-000123 started. 126 more to go!
1 Jul 2026 16:44:15 KST [Local batch simulation controller] Job LHS-000124 started. 125 more to go!
1 Jul 2026 16:44:15 KST [Local batch simulation controller] Job LHS-000125 started. 124 more to go!
1 Jul 2026 16:44:28 KST [Local batch simulation controller] Job LHS-000126 started. 123 more to go!
1 Jul 2026 16:44:28 KST [Local batch simulation controller] Job LHS-000127 started. 122 more to go!
1 Jul 2026 16:44:29 KST [Local batch simulation controller] Job LHS-000128 started. 121 more to go!
1 Jul 2026 16:44:33 KST [Local batch simulation controller] Job LHS-000129 started. 120 more to go!
1 Jul 2026 16:44:40 KST [Local batch simulation controller] Job LHS-000130 started. 119 more to go!
1 Jul 2026 16:44:40 KST [Local batch simulation controller] Job LHS-000131 started. 118 more to go!
1 Jul 2026 16:44:42 KST [Local batch simulation controller] Job LHS-000132 started. 117 more to go!
1 Jul 2026 16:44:42 KST [Local batch simulation controller] Job LHS-000133 started. 116 more to go!
1 Jul 2026 16:44:43 KST [Local batch simulation controller] Job LHS-000134 started. 115 more to go!
1 Jul 2026 16:44:50 KST [Local batch simulation controller] Job LHS-000135 started. 114 more to go!
1 Jul 2026 16:44:52 KST [Local batch simulation controller] Job LHS-000136 started. 113 more to go!
1 Jul 2026 16:44:53 KST [Local batch simulation controller] Job LHS-000137 started. 112 more to go!
1 Jul 2026 16:45:09 KST [Local batch simulation controller] Job LHS-000138 started. 111 more to go!
1 Jul 2026 16:45:16 KST [Local batch simulation controller] Job LHS-000139 started. 110 more to go!
1 Jul 2026 16:45:34 KST [Local batch simulation controller] Job LHS-000140 started. 109 more to go!
1 Jul 2026 16:45:44 KST [Local batch simulation controller] Job LHS-000141 started. 108 more to go!
1 Jul 2026 16:45:53 KST [Local batch simulation controller] Job LHS-000142 started. 107 more to go!
1 Jul 2026 16:45:53 KST [Local batch simulation controller] Job LHS-000143 started. 106 more to go!
1 Jul 2026 16:45:54 KST [Local batch simulation controller] Job LHS-000144 started. 105 more to go!
1 Jul 2026 16:45:57 KST [Local batch simulation controller] Job LHS-000145 started. 104 more to go!
1 Jul 2026 16:45:58 KST [Local batch simulation controller] Job LHS-000146 started. 103 more to go!
1 Jul 2026 16:45:58 KST [Local batch simulation controller] Job LHS-000147 started. 102 more to go!
1 Jul 2026 16:46:04 KST [Local batch simulation controller] Job LHS-000148 started. 101 more to go!
1 Jul 2026 16:46:05 KST [Local batch simulation controller] Job LHS-000149 started. 100 more to go!
1 Jul 2026 16:46:12 KST [Local batch simulation controller] Job LHS-000150 started. 99 more to go!
1 Jul 2026 16:46:13 KST [Local batch simulation controller] Job LHS-000151 started. 98 more to go!
1 Jul 2026 16:46:13 KST [Local batch simulation controller] Job LHS-000152 started. 97 more to go!
1 Jul 2026 16:46:16 KST [Local batch simulation controller] Job LHS-000153 started. 96 more to go!
1 Jul 2026 16:46:19 KST [Local batch simulation controller] Job LHS-000154 started. 95 more to go!
1 Jul 2026 16:46:20 KST [Local batch simulation controller] Job LHS-000155 started. 94 more to go!
1 Jul 2026 16:46:27 KST [Local batch simulation controller] Job LHS-000156 started. 93 more to go!
1 Jul 2026 16:46:31 KST [Local batch simulation controller] Job LHS-000157 started. 92 more to go!
1 Jul 2026 16:46:34 KST [Local batch simulation controller] Job LHS-000158 started. 91 more to go!
1 Jul 2026 16:46:34 KST [Local batch simulation controller] Job LHS-000159 started. 90 more to go!
1 Jul 2026 16:46:35 KST [Local batch simulation controller] Job LHS-000160 started. 89 more to go!
1 Jul 2026 16:46:41 KST [Local batch simulation controller] Job LHS-000161 started. 88 more to go!
1 Jul 2026 16:46:42 KST [Local batch simulation controller] Job LHS-000162 started. 87 more to go!
1 Jul 2026 16:46:43 KST [Local batch simulation controller] Job LHS-000163 started. 86 more to go!
1 Jul 2026 16:46:45 KST [Local batch simulation controller] Job LHS-000164 started. 85 more to go!
1 Jul 2026 16:46:59 KST [Local batch simulation controller] Job LHS-000165 started. 84 more to go!
1 Jul 2026 16:47:04 KST [Local batch simulation controller] Job LHS-000166 started. 83 more to go!
1 Jul 2026 16:47:22 KST [Local batch simulation controller] Job LHS-000167 started. 82 more to go!
1 Jul 2026 16:47:31 KST [Local batch simulation controller] Job LHS-000168 started. 81 more to go!
1 Jul 2026 16:47:32 KST [Local batch simulation controller] Job LHS-000169 started. 80 more to go!
1 Jul 2026 16:47:33 KST [Local batch simulation controller] Job LHS-000170 started. 79 more to go!
1 Jul 2026 16:47:39 KST [Local batch simulation controller] Job LHS-000171 started. 78 more to go!
1 Jul 2026 16:47:42 KST [Local batch simulation controller] Job LHS-000172 started. 77 more to go!
1 Jul 2026 16:47:42 KST [Local batch simulation controller] Job LHS-000173 started. 76 more to go!
1 Jul 2026 16:47:45 KST [Local batch simulation controller] Job LHS-000174 started. 75 more to go!
1 Jul 2026 16:47:51 KST [Local batch simulation controller] Job LHS-000175 started. 74 more to go!
1 Jul 2026 16:47:55 KST [Local batch simulation controller] Job LHS-000176 started. 73 more to go!
1 Jul 2026 16:47:58 KST [Local batch simulation controller] Job LHS-000177 started. 72 more to go!
1 Jul 2026 16:48:06 KST [Local batch simulation controller] Job LHS-000178 started. 71 more to go!
1 Jul 2026 16:48:07 KST [Local batch simulation controller] Job LHS-000179 started. 70 more to go!
1 Jul 2026 16:48:07 KST [Local batch simulation controller] Job LHS-000180 started. 69 more to go!
1 Jul 2026 16:48:08 KST [Local batch simulation controller] Job LHS-000181 started. 68 more to go!
1 Jul 2026 16:48:11 KST [Local batch simulation controller] Job LHS-000182 started. 67 more to go!
1 Jul 2026 16:48:17 KST [Local batch simulation controller] Job LHS-000183 started. 66 more to go!
1 Jul 2026 16:48:17 KST [Local batch simulation controller] Job LHS-000184 started. 65 more to go!
1 Jul 2026 16:48:24 KST [Local batch simulation controller] Job LHS-000185 started. 64 more to go!
1 Jul 2026 16:48:27 KST [Local batch simulation controller] Job LHS-000186 started. 63 more to go!
1 Jul 2026 16:48:29 KST [Local batch simulation controller] Job LHS-000187 started. 62 more to go!
1 Jul 2026 16:48:33 KST [Local batch simulation controller] Job LHS-000188 started. 61 more to go!
1 Jul 2026 16:48:33 KST [Local batch simulation controller] Job LHS-000189 started. 60 more to go!
1 Jul 2026 16:48:36 KST [Local batch simulation controller] Job LHS-000190 started. 59 more to go!
1 Jul 2026 16:48:36 KST [Local batch simulation controller] Job LHS-000191 started. 58 more to go!
1 Jul 2026 16:48:41 KST [Local batch simulation controller] Job LHS-000192 started. 57 more to go!
1 Jul 2026 16:48:59 KST [Local batch simulation controller] Job LHS-000193 started. 56 more to go!
1 Jul 2026 16:49:02 KST [Local batch simulation controller] Job LHS-000194 started. 55 more to go!
1 Jul 2026 16:49:04 KST [Local batch simulation controller] Job LHS-000195 started. 54 more to go!
1 Jul 2026 16:49:10 KST [Local batch simulation controller] Job LHS-000196 started. 53 more to go!
1 Jul 2026 16:49:13 KST [Local batch simulation controller] Job LHS-000197 started. 52 more to go!
1 Jul 2026 16:49:15 KST [Local batch simulation controller] Job LHS-000198 started. 51 more to go!
1 Jul 2026 16:49:28 KST [Local batch simulation controller] Job LHS-000199 started. 50 more to go!
1 Jul 2026 16:49:29 KST [Local batch simulation controller] Job LHS-000200 started. 49 more to go!
1 Jul 2026 16:49:29 KST [Local batch simulation controller] Job LHS-000201 started. 48 more to go!
1 Jul 2026 16:49:35 KST [Local batch simulation controller] Job LHS-000202 started. 47 more to go!
1 Jul 2026 16:49:39 KST [Local batch simulation controller] Job LHS-000203 started. 46 more to go!
1 Jul 2026 16:49:40 KST [Local batch simulation controller] Job LHS-000204 started. 45 more to go!
1 Jul 2026 16:49:43 KST [Local batch simulation controller] Job LHS-000205 started. 44 more to go!
1 Jul 2026 16:49:45 KST [Local batch simulation controller] Job LHS-000206 started. 43 more to go!
1 Jul 2026 16:49:46 KST [Local batch simulation controller] Job LHS-000207 started. 42 more to go!
1 Jul 2026 16:49:51 KST [Local batch simulation controller] Job LHS-000208 started. 41 more to go!
1 Jul 2026 16:49:54 KST [Local batch simulation controller] Job LHS-000209 started. 40 more to go!
1 Jul 2026 16:49:54 KST [Local batch simulation controller] Job LHS-000210 started. 39 more to go!
1 Jul 2026 16:49:54 KST [Local batch simulation controller] Job LHS-000211 started. 38 more to go!
1 Jul 2026 16:49:57 KST [Local batch simulation controller] Job LHS-000212 started. 37 more to go!
1 Jul 2026 16:50:08 KST [Local batch simulation controller] Job LHS-000213 started. 36 more to go!
1 Jul 2026 16:50:09 KST [Local batch simulation controller] Job LHS-000214 started. 35 more to go!
1 Jul 2026 16:50:10 KST [Local batch simulation controller] Job LHS-000215 started. 34 more to go!
1 Jul 2026 16:50:11 KST [Local batch simulation controller] Job LHS-000216 started. 33 more to go!
1 Jul 2026 16:50:20 KST [Local batch simulation controller] Job LHS-000217 started. 32 more to go!
1 Jul 2026 16:50:31 KST [Local batch simulation controller] Job LHS-000218 started. 31 more to go!
1 Jul 2026 16:50:33 KST [Local batch simulation controller] Job LHS-000219 started. 30 more to go!
1 Jul 2026 16:50:38 KST [Local batch simulation controller] Job LHS-000220 started. 29 more to go!
1 Jul 2026 16:50:41 KST [Local batch simulation controller] Job LHS-000221 started. 28 more to go!
1 Jul 2026 16:50:42 KST [Local batch simulation controller] Job LHS-000222 started. 27 more to go!
1 Jul 2026 16:50:50 KST [Local batch simulation controller] Job LHS-000223 started. 26 more to go!
1 Jul 2026 16:51:05 KST [Local batch simulation controller] Job LHS-000224 started. 25 more to go!
1 Jul 2026 16:51:15 KST [Local batch simulation controller] Job LHS-000225 started. 24 more to go!
1 Jul 2026 16:51:20 KST [Local batch simulation controller] Job LHS-000226 started. 23 more to go!
1 Jul 2026 16:51:23 KST [Local batch simulation controller] Job LHS-000227 started. 22 more to go!
1 Jul 2026 16:51:23 KST [Local batch simulation controller] Job LHS-000228 started. 21 more to go!
1 Jul 2026 16:51:47 KST [Local batch simulation controller] Job LHS-000229 started. 20 more to go!
1 Jul 2026 16:51:51 KST [Local batch simulation controller] Job LHS-000230 started. 19 more to go!
1 Jul 2026 16:51:53 KST [Local batch simulation controller] Job LHS-000231 started. 18 more to go!
1 Jul 2026 16:51:58 KST [Local batch simulation controller] Job LHS-000232 started. 17 more to go!
1 Jul 2026 16:51:59 KST [Local batch simulation controller] Job LHS-000233 started. 16 more to go!
1 Jul 2026 16:52:06 KST [Local batch simulation controller] Job LHS-000234 started. 15 more to go!
1 Jul 2026 16:52:06 KST [Local batch simulation controller] Job LHS-000235 started. 14 more to go!
1 Jul 2026 16:52:09 KST [Local batch simulation controller] Job LHS-000236 started. 13 more to go!
1 Jul 2026 16:52:14 KST [Local batch simulation controller] Job LHS-000237 started. 12 more to go!
1 Jul 2026 16:52:15 KST [Local batch simulation controller] Job LHS-000238 started. 11 more to go!
1 Jul 2026 16:52:15 KST [Local batch simulation controller] Job LHS-000239 started. 10 more to go!
1 Jul 2026 16:52:17 KST [Local batch simulation controller] Job LHS-000240 started. 9 more to go!
1 Jul 2026 16:52:21 KST [Local batch simulation controller] Job LHS-000241 started. 8 more to go!
1 Jul 2026 16:52:55 KST [Local batch simulation controller] Job LHS-000242 started. 7 more to go!
1 Jul 2026 16:53:05 KST [Local batch simulation controller] Job LHS-000243 started. 6 more to go!
1 Jul 2026 16:53:06 KST [Local batch simulation controller] Job LHS-000244 started. 5 more to go!
1 Jul 2026 16:53:13 KST [Local batch simulation controller] Job LHS-000245 started. 4 more to go!
1 Jul 2026 16:53:15 KST [Local batch simulation controller] Job LHS-000246 started. 3 more to go!
1 Jul 2026 16:53:22 KST [Local batch simulation controller] Job LHS-000247 started. 2 more to go!
1 Jul 2026 16:53:22 KST [Local batch simulation controller] Job LHS-000248 started. 1 more to go!
1 Jul 2026 16:53:25 KST [Local batch simulation controller] Job LHS-000249 started. 0 more to go!
1 Jul 2026 16:53:25 KST [Local batch simulation controller] Nearly there ...
1 Jul 2026 16:55:50 KST [Local batch simulation controller] Local batch simulation controller is FINISHED [Que=0, Run=0, Fin=250]
1 Jul 2026 16:55:50 KST [Local batch simulation controller] Local agent stopped.
1 Jul 2026 16:55:50 KST [Local batch simulation controller] Collecting results ...
1 Jul 2026 16:55:50 KST [Local batch simulation controller] Standard report collector collected 250 simulation reports in D:\1. Research\0. CONFERENCE PAPER\2026.09_ICAE2026\3. DATA_CODE\CODE\data\jEPlus-LHS\6\RunTimes.csv
1 Jul 2026 16:55:50 KST [Local batch simulation controller] Standard report collector collected job index table in D:\1. Research\0. CONFERENCE PAPER\2026.09_ICAE2026\3. DATA_CODE\CODE\data\jEPlus-LHS\6\SimJobIndex.csv
1 Jul 2026 16:55:56 KST [Local batch simulation controller] Combined result table AllCombinedResults.csv is created.
1 Jul 2026 16:55:56 KST [Local batch simulation controller] Derivative result table AllDerivedResults.csv is created.
1 Jul 2026 16:55:56 KST [Local batch simulation controller] All done!
1 Jul 2026 16:55:56 KST [Local batch simulation controller] Simulation finished at: Wed, 1 Jul 2026 16:55:56
1 Jul 2026 16:55:56 KST [Local batch simulation controller] Total execution time = 1151 seconds.
Validating jobs. Hang on ...
Validation successful!
Validation result: pass
Warning: no report variable is defined. This project may not work with jEPlus+EA.
Jobs are compiled from 1 models and 1 weather files, with the following
Parameter Chains:
P1("@@P1_Wall_R@@") --> P2("@@P2_Roof_R@@") --> P3("@@P3_Roof_Abs@@") --> P4("@@P4_U@@¦@@P4_SHGC@@¦@@P4_VT@@") --> P5("@@P5_COP@@") --> P6("@@P6_ClgSetp@@") --> P7("@@P7_LPD@@") --> 62500 jobs
62,500 jobs have been identified in total.
Simulation work directories and results will be stored in: D:\1. Research\0. CONFERENCE PAPER\2026.09_ICAE2026\3. DATA_CODE\CODE\data\jEPlus-LHS\7\
A LHS sample of 250 jobs has started ...
1 Jul 2026 17:02:46 KST [Local batch simulation controller] Writing job lists to D:\1. Research\0. CONFERENCE PAPER\2026.09_ICAE2026\3. DATA_CODE\CODE\data\jEPlus-LHS\joblist_out.csv
1 Jul 2026 17:02:46 KST [Local batch simulation controller] Job LHS-000000 started. 249 more to go!
1 Jul 2026 17:02:46 KST [Local batch simulation controller] Job LHS-000001 started. 248 more to go!
1 Jul 2026 17:02:46 KST [Local batch simulation controller] Job LHS-000002 started. 247 more to go!
1 Jul 2026 17:02:46 KST [Local batch simulation controller] Job LHS-000003 started. 246 more to go!
1 Jul 2026 17:02:46 KST [Local batch simulation controller] Job LHS-000004 started. 245 more to go!
1 Jul 2026 17:02:46 KST [Local batch simulation controller] Job LHS-000005 started. 244 more to go!
1 Jul 2026 17:02:47 KST [Local batch simulation controller] Job LHS-000006 started. 243 more to go!
1 Jul 2026 17:02:47 KST [Local batch simulation controller] Job LHS-000007 started. 242 more to go!
1 Jul 2026 17:02:47 KST [Local batch simulation controller] Job LHS-000008 started. 241 more to go!
1 Jul 2026 17:02:47 KST [Local batch simulation controller] Job LHS-000009 started. 240 more to go!
1 Jul 2026 17:02:47 KST [Local batch simulation controller] Job LHS-000010 started. 239 more to go!
1 Jul 2026 17:02:47 KST [Local batch simulation controller] Job LHS-000011 started. 238 more to go!
1 Jul 2026 17:02:47 KST [Local batch simulation controller] Job LHS-000012 started. 237 more to go!
1 Jul 2026 17:02:47 KST [Local batch simulation controller] Job LHS-000013 started. 236 more to go!
1 Jul 2026 17:02:47 KST [Local batch simulation controller] Job LHS-000014 started. 235 more to go!
1 Jul 2026 17:02:48 KST [Local batch simulation controller] Job LHS-000015 started. 234 more to go!
1 Jul 2026 17:02:48 KST [Local batch simulation controller] Job LHS-000016 started. 233 more to go!
1 Jul 2026 17:02:48 KST [Local batch simulation controller] Job LHS-000017 started. 232 more to go!
1 Jul 2026 17:02:48 KST [Local batch simulation controller] Job LHS-000018 started. 231 more to go!
1 Jul 2026 17:02:48 KST [Local batch simulation controller] Job LHS-000019 started. 230 more to go!
1 Jul 2026 17:02:48 KST [Local batch simulation controller] Job LHS-000020 started. 229 more to go!
1 Jul 2026 17:02:48 KST [Local batch simulation controller] Job LHS-000021 started. 228 more to go!
1 Jul 2026 17:02:48 KST [Local batch simulation controller] Job LHS-000022 started. 227 more to go!
1 Jul 2026 17:02:48 KST [Local batch simulation controller] Job LHS-000023 started. 226 more to go!
1 Jul 2026 17:02:49 KST [Local batch simulation controller] Job LHS-000024 started. 225 more to go!
1 Jul 2026 17:02:49 KST [Local batch simulation controller] Job LHS-000025 started. 224 more to go!
1 Jul 2026 17:02:49 KST [Local batch simulation controller] Job LHS-000026 started. 223 more to go!
1 Jul 2026 17:02:49 KST [Local batch simulation controller] Job LHS-000027 started. 222 more to go!
1 Jul 2026 17:04:11 KST [Local batch simulation controller] Job LHS-000028 started. 221 more to go!
1 Jul 2026 17:04:23 KST [Local batch simulation controller] Job LHS-000029 started. 220 more to go!
1 Jul 2026 17:04:26 KST [Local batch simulation controller] Job LHS-000030 started. 219 more to go!
1 Jul 2026 17:04:27 KST [Local batch simulation controller] Job LHS-000031 started. 218 more to go!
1 Jul 2026 17:04:28 KST [Local batch simulation controller] Job LHS-000032 started. 217 more to go!
1 Jul 2026 17:04:28 KST [Local batch simulation controller] Job LHS-000033 started. 216 more to go!
1 Jul 2026 17:04:35 KST [Local batch simulation controller] Job LHS-000034 started. 215 more to go!
1 Jul 2026 17:04:36 KST [Local batch simulation controller] Job LHS-000035 started. 214 more to go!
1 Jul 2026 17:04:36 KST [Local batch simulation controller] Job LHS-000036 started. 213 more to go!
1 Jul 2026 17:04:37 KST [Local batch simulation controller] Job LHS-000037 started. 212 more to go!
1 Jul 2026 17:04:37 KST [Local batch simulation controller] Job LHS-000038 started. 211 more to go!
1 Jul 2026 17:04:38 KST [Local batch simulation controller] Job LHS-000039 started. 210 more to go!
1 Jul 2026 17:04:38 KST [Local batch simulation controller] Job LHS-000040 started. 209 more to go!
1 Jul 2026 17:04:40 KST [Local batch simulation controller] Job LHS-000041 started. 208 more to go!
1 Jul 2026 17:04:40 KST [Local batch simulation controller] Job LHS-000042 started. 207 more to go!
1 Jul 2026 17:04:42 KST [Local batch simulation controller] Job LHS-000043 started. 206 more to go!
1 Jul 2026 17:04:45 KST [Local batch simulation controller] Job LHS-000044 started. 205 more to go!
1 Jul 2026 17:04:45 KST [Local batch simulation controller] Job LHS-000045 started. 204 more to go!
1 Jul 2026 17:04:47 KST [Local batch simulation controller] Job LHS-000046 started. 203 more to go!
1 Jul 2026 17:04:50 KST [Local batch simulation controller] Job LHS-000047 started. 202 more to go!
1 Jul 2026 17:04:53 KST [Local batch simulation controller] Job LHS-000048 started. 201 more to go!
1 Jul 2026 17:04:58 KST [Local batch simulation controller] Job LHS-000049 started. 200 more to go!
1 Jul 2026 17:05:00 KST [Local batch simulation controller] Job LHS-000050 started. 199 more to go!
1 Jul 2026 17:05:00 KST [Local batch simulation controller] Job LHS-000051 started. 198 more to go!
1 Jul 2026 17:05:01 KST [Local batch simulation controller] Job LHS-000052 started. 197 more to go!
1 Jul 2026 17:05:04 KST [Local batch simulation controller] Job LHS-000053 started. 196 more to go!
1 Jul 2026 17:05:04 KST [Local batch simulation controller] Job LHS-000054 started. 195 more to go!
1 Jul 2026 17:05:11 KST [Local batch simulation controller] Job LHS-000055 started. 194 more to go!
1 Jul 2026 17:07:19 KST [Local batch simulation controller] Job LHS-000056 started. 193 more to go!
1 Jul 2026 17:07:31 KST [Local batch simulation controller] Job LHS-000057 started. 192 more to go!
1 Jul 2026 17:07:40 KST [Local batch simulation controller] Job LHS-000058 started. 191 more to go!
1 Jul 2026 17:07:46 KST [Local batch simulation controller] Job LHS-000059 started. 190 more to go!
1 Jul 2026 17:07:51 KST [Local batch simulation controller] Job LHS-000060 started. 189 more to go!
1 Jul 2026 17:07:54 KST [Local batch simulation controller] Job LHS-000061 started. 188 more to go!
1 Jul 2026 17:07:56 KST [Local batch simulation controller] Job LHS-000062 started. 187 more to go!
1 Jul 2026 17:08:00 KST [Local batch simulation controller] Job LHS-000063 started. 186 more to go!
1 Jul 2026 17:08:02 KST [Local batch simulation controller] Job LHS-000064 started. 185 more to go!
1 Jul 2026 17:08:03 KST [Local batch simulation controller] Job LHS-000065 started. 184 more to go!
1 Jul 2026 17:08:04 KST [Local batch simulation controller] Job LHS-000066 started. 183 more to go!
1 Jul 2026 17:08:06 KST [Local batch simulation controller] Job LHS-000067 started. 182 more to go!
1 Jul 2026 17:08:07 KST [Local batch simulation controller] Job LHS-000068 started. 181 more to go!
1 Jul 2026 17:08:15 KST [Local batch simulation controller] Job LHS-000069 started. 180 more to go!
1 Jul 2026 17:08:18 KST [Local batch simulation controller] Job LHS-000070 started. 179 more to go!
1 Jul 2026 17:08:23 KST [Local batch simulation controller] Job LHS-000071 started. 178 more to go!
1 Jul 2026 17:08:24 KST [Local batch simulation controller] Job LHS-000072 started. 177 more to go!
1 Jul 2026 17:08:25 KST [Local batch simulation controller] Job LHS-000073 started. 176 more to go!
1 Jul 2026 17:08:27 KST [Local batch simulation controller] Job LHS-000074 started. 175 more to go!
1 Jul 2026 17:08:27 KST [Local batch simulation controller] Job LHS-000075 started. 174 more to go!
1 Jul 2026 17:08:30 KST [Local batch simulation controller] Job LHS-000076 started. 173 more to go!
1 Jul 2026 17:08:32 KST [Local batch simulation controller] Job LHS-000077 started. 172 more to go!
1 Jul 2026 17:08:36 KST [Local batch simulation controller] Job LHS-000078 started. 171 more to go!
1 Jul 2026 17:08:44 KST [Local batch simulation controller] Job LHS-000079 started. 170 more to go!
1 Jul 2026 17:08:45 KST [Local batch simulation controller] Job LHS-000080 started. 169 more to go!
1 Jul 2026 17:08:54 KST [Local batch simulation controller] Job LHS-000081 started. 168 more to go!
1 Jul 2026 17:09:00 KST [Local batch simulation controller] Job LHS-000082 started. 167 more to go!
1 Jul 2026 17:09:05 KST [Local batch simulation controller] Job LHS-000083 started. 166 more to go!
1 Jul 2026 17:10:25 KST [Local batch simulation controller] Job LHS-000084 started. 165 more to go!
1 Jul 2026 17:10:27 KST [Local batch simulation controller] Job LHS-000085 started. 164 more to go!
1 Jul 2026 17:10:43 KST [Local batch simulation controller] Job LHS-000086 started. 163 more to go!
1 Jul 2026 17:11:11 KST [Local batch simulation controller] Job LHS-000087 started. 162 more to go!
1 Jul 2026 17:11:11 KST [Local batch simulation controller] Job LHS-000088 started. 161 more to go!
1 Jul 2026 17:11:11 KST [Local batch simulation controller] Job LHS-000089 started. 160 more to go!
1 Jul 2026 17:11:11 KST [Local batch simulation controller] Job LHS-000090 started. 159 more to go!
1 Jul 2026 17:11:11 KST [Local batch simulation controller] Job LHS-000091 started. 158 more to go!
1 Jul 2026 17:11:12 KST [Local batch simulation controller] Job LHS-000092 started. 157 more to go!
1 Jul 2026 17:11:12 KST [Local batch simulation controller] Job LHS-000093 started. 156 more to go!
1 Jul 2026 17:11:14 KST [Local batch simulation controller] Job LHS-000094 started. 155 more to go!
1 Jul 2026 17:11:16 KST [Local batch simulation controller] Job LHS-000095 started. 154 more to go!
1 Jul 2026 17:11:20 KST [Local batch simulation controller] Job LHS-000096 started. 153 more to go!
1 Jul 2026 17:11:23 KST [Local batch simulation controller] Job LHS-000097 started. 152 more to go!
1 Jul 2026 17:11:26 KST [Local batch simulation controller] Job LHS-000098 started. 151 more to go!
1 Jul 2026 17:11:28 KST [Local batch simulation controller] Job LHS-000099 started. 150 more to go!
1 Jul 2026 17:11:30 KST [Local batch simulation controller] Job LHS-000100 started. 149 more to go!
1 Jul 2026 17:11:36 KST [Local batch simulation controller] Job LHS-000101 started. 148 more to go!
1 Jul 2026 17:11:41 KST [Local batch simulation controller] Job LHS-000102 started. 147 more to go!
1 Jul 2026 17:11:42 KST [Local batch simulation controller] Job LHS-000103 started. 146 more to go!
1 Jul 2026 17:11:44 KST [Local batch simulation controller] Job LHS-000104 started. 145 more to go!
1 Jul 2026 17:11:56 KST [Local batch simulation controller] Job LHS-000105 started. 144 more to go!
1 Jul 2026 17:11:59 KST [Local batch simulation controller] Job LHS-000106 started. 143 more to go!
1 Jul 2026 17:12:19 KST [Local batch simulation controller] Job LHS-000107 started. 142 more to go!
1 Jul 2026 17:12:33 KST [Local batch simulation controller] Job LHS-000108 started. 141 more to go!
1 Jul 2026 17:12:42 KST [Local batch simulation controller] Job LHS-000109 started. 140 more to go!
1 Jul 2026 17:12:44 KST [Local batch simulation controller] Job LHS-000110 started. 139 more to go!
1 Jul 2026 17:12:44 KST [Local batch simulation controller] Job LHS-000111 started. 138 more to go!
1 Jul 2026 17:12:50 KST [Local batch simulation controller] Job LHS-000112 started. 137 more to go!
1 Jul 2026 17:12:54 KST [Local batch simulation controller] Job LHS-000113 started. 136 more to go!
1 Jul 2026 17:12:55 KST [Local batch simulation controller] Job LHS-000114 started. 135 more to go!
1 Jul 2026 17:12:58 KST [Local batch simulation controller] Job LHS-000115 started. 134 more to go!
1 Jul 2026 17:12:59 KST [Local batch simulation controller] Job LHS-000116 started. 133 more to go!
1 Jul 2026 17:13:01 KST [Local batch simulation controller] Job LHS-000117 started. 132 more to go!
1 Jul 2026 17:13:01 KST [Local batch simulation controller] Job LHS-000118 started. 131 more to go!
1 Jul 2026 17:13:05 KST [Local batch simulation controller] Job LHS-000119 started. 130 more to go!
1 Jul 2026 17:13:09 KST [Local batch simulation controller] Job LHS-000120 started. 129 more to go!
1 Jul 2026 17:13:12 KST [Local batch simulation controller] Job LHS-000121 started. 128 more to go!
1 Jul 2026 17:13:12 KST [Local batch simulation controller] Job LHS-000122 started. 127 more to go!
1 Jul 2026 17:13:18 KST [Local batch simulation controller] Job LHS-000123 started. 126 more to go!
1 Jul 2026 17:13:20 KST [Local batch simulation controller] Job LHS-000124 started. 125 more to go!
1 Jul 2026 17:13:22 KST [Local batch simulation controller] Job LHS-000125 started. 124 more to go!
1 Jul 2026 17:13:23 KST [Local batch simulation controller] Job LHS-000126 started. 123 more to go!
1 Jul 2026 17:13:24 KST [Local batch simulation controller] Job LHS-000127 started. 122 more to go!
1 Jul 2026 17:13:25 KST [Local batch simulation controller] Job LHS-000128 started. 121 more to go!
1 Jul 2026 17:13:26 KST [Local batch simulation controller] Job LHS-000129 started. 120 more to go!
1 Jul 2026 17:13:31 KST [Local batch simulation controller] Job LHS-000130 started. 119 more to go!
1 Jul 2026 17:13:32 KST [Local batch simulation controller] Job LHS-000131 started. 118 more to go!
1 Jul 2026 17:13:34 KST [Local batch simulation controller] Job LHS-000132 started. 117 more to go!
1 Jul 2026 17:13:47 KST [Local batch simulation controller] Job LHS-000133 started. 116 more to go!
1 Jul 2026 17:13:49 KST [Local batch simulation controller] Job LHS-000134 started. 115 more to go!
1 Jul 2026 17:13:53 KST [Local batch simulation controller] Job LHS-000135 started. 114 more to go!
1 Jul 2026 17:14:28 KST [Local batch simulation controller] Job LHS-000136 started. 113 more to go!
1 Jul 2026 17:14:36 KST [Local batch simulation controller] Job LHS-000137 started. 112 more to go!
1 Jul 2026 17:14:40 KST [Local batch simulation controller] Job LHS-000138 started. 111 more to go!
1 Jul 2026 17:14:40 KST [Local batch simulation controller] Job LHS-000139 started. 110 more to go!
1 Jul 2026 17:14:42 KST [Local batch simulation controller] Job LHS-000140 started. 109 more to go!
1 Jul 2026 17:14:46 KST [Local batch simulation controller] Job LHS-000141 started. 108 more to go!
1 Jul 2026 17:14:47 KST [Local batch simulation controller] Job LHS-000142 started. 107 more to go!
1 Jul 2026 17:14:48 KST [Local batch simulation controller] Job LHS-000143 started. 106 more to go!
1 Jul 2026 17:14:49 KST [Local batch simulation controller] Job LHS-000144 started. 105 more to go!
1 Jul 2026 17:14:50 KST [Local batch simulation controller] Job LHS-000145 started. 104 more to go!
1 Jul 2026 17:14:53 KST [Local batch simulation controller] Job LHS-000146 started. 103 more to go!
1 Jul 2026 17:14:54 KST [Local batch simulation controller] Job LHS-000147 started. 102 more to go!
1 Jul 2026 17:14:58 KST [Local batch simulation controller] Job LHS-000148 started. 101 more to go!
1 Jul 2026 17:15:06 KST [Local batch simulation controller] Job LHS-000149 started. 100 more to go!
1 Jul 2026 17:15:09 KST [Local batch simulation controller] Job LHS-000150 started. 99 more to go!
1 Jul 2026 17:15:10 KST [Local batch simulation controller] Job LHS-000151 started. 98 more to go!
1 Jul 2026 17:15:14 KST [Local batch simulation controller] Job LHS-000152 started. 97 more to go!
1 Jul 2026 17:15:15 KST [Local batch simulation controller] Job LHS-000153 started. 96 more to go!
1 Jul 2026 17:15:17 KST [Local batch simulation controller] Job LHS-000154 started. 95 more to go!
1 Jul 2026 17:15:18 KST [Local batch simulation controller] Job LHS-000155 started. 94 more to go!
1 Jul 2026 17:15:20 KST [Local batch simulation controller] Job LHS-000156 started. 93 more to go!
1 Jul 2026 17:15:25 KST [Local batch simulation controller] Job LHS-000157 started. 92 more to go!
1 Jul 2026 17:15:28 KST [Local batch simulation controller] Job LHS-000158 started. 91 more to go!
1 Jul 2026 17:15:36 KST [Local batch simulation controller] Job LHS-000159 started. 90 more to go!
1 Jul 2026 17:15:38 KST [Local batch simulation controller] Job LHS-000160 started. 89 more to go!
1 Jul 2026 17:15:43 KST [Local batch simulation controller] Job LHS-000161 started. 88 more to go!
1 Jul 2026 17:15:47 KST [Local batch simulation controller] Job LHS-000162 started. 87 more to go!
1 Jul 2026 17:15:58 KST [Local batch simulation controller] Job LHS-000163 started. 86 more to go!
1 Jul 2026 17:16:12 KST [Local batch simulation controller] Job LHS-000164 started. 85 more to go!
1 Jul 2026 17:16:17 KST [Local batch simulation controller] Job LHS-000165 started. 84 more to go!
1 Jul 2026 17:16:26 KST [Local batch simulation controller] Job LHS-000166 started. 83 more to go!
1 Jul 2026 17:16:27 KST [Local batch simulation controller] Job LHS-000167 started. 82 more to go!
1 Jul 2026 17:16:31 KST [Local batch simulation controller] Job LHS-000168 started. 81 more to go!
1 Jul 2026 17:16:34 KST [Local batch simulation controller] Job LHS-000169 started. 80 more to go!
1 Jul 2026 17:16:35 KST [Local batch simulation controller] Job LHS-000170 started. 79 more to go!
1 Jul 2026 17:16:36 KST [Local batch simulation controller] Job LHS-000171 started. 78 more to go!
1 Jul 2026 17:16:40 KST [Local batch simulation controller] Job LHS-000172 started. 77 more to go!
1 Jul 2026 17:16:49 KST [Local batch simulation controller] Job LHS-000173 started. 76 more to go!
1 Jul 2026 17:16:53 KST [Local batch simulation controller] Job LHS-000174 started. 75 more to go!
1 Jul 2026 17:16:54 KST [Local batch simulation controller] Job LHS-000175 started. 74 more to go!
1 Jul 2026 17:16:55 KST [Local batch simulation controller] Job LHS-000176 started. 73 more to go!
1 Jul 2026 17:16:55 KST [Local batch simulation controller] Job LHS-000177 started. 72 more to go!
1 Jul 2026 17:16:58 KST [Local batch simulation controller] Job LHS-000178 started. 71 more to go!
1 Jul 2026 17:16:58 KST [Local batch simulation controller] Job LHS-000179 started. 70 more to go!
1 Jul 2026 17:16:59 KST [Local batch simulation controller] Job LHS-000180 started. 69 more to go!
1 Jul 2026 17:17:03 KST [Local batch simulation controller] Job LHS-000181 started. 68 more to go!
1 Jul 2026 17:17:06 KST [Local batch simulation controller] Job LHS-000182 started. 67 more to go!
1 Jul 2026 17:17:13 KST [Local batch simulation controller] Job LHS-000183 started. 66 more to go!
1 Jul 2026 17:17:22 KST [Local batch simulation controller] Job LHS-000184 started. 65 more to go!
1 Jul 2026 17:17:22 KST [Local batch simulation controller] Job LHS-000185 started. 64 more to go!
1 Jul 2026 17:17:24 KST [Local batch simulation controller] Job LHS-000186 started. 63 more to go!
1 Jul 2026 17:17:30 KST [Local batch simulation controller] Job LHS-000187 started. 62 more to go!
1 Jul 2026 17:17:30 KST [Local batch simulation controller] Job LHS-000188 started. 61 more to go!
1 Jul 2026 17:17:32 KST [Local batch simulation controller] Job LHS-000189 started. 60 more to go!
1 Jul 2026 17:17:39 KST [Local batch simulation controller] Job LHS-000190 started. 59 more to go!
1 Jul 2026 17:17:39 KST [Local batch simulation controller] Job LHS-000191 started. 58 more to go!
1 Jul 2026 17:18:01 KST [Local batch simulation controller] Job LHS-000192 started. 57 more to go!
1 Jul 2026 17:18:02 KST [Local batch simulation controller] Job LHS-000193 started. 56 more to go!
1 Jul 2026 17:18:15 KST [Local batch simulation controller] Job LHS-000194 started. 55 more to go!
1 Jul 2026 17:18:16 KST [Local batch simulation controller] Job LHS-000195 started. 54 more to go!
1 Jul 2026 17:18:19 KST [Local batch simulation controller] Job LHS-000196 started. 53 more to go!
1 Jul 2026 17:18:22 KST [Local batch simulation controller] Job LHS-000197 started. 52 more to go!
1 Jul 2026 17:18:26 KST [Local batch simulation controller] Job LHS-000198 started. 51 more to go!
1 Jul 2026 17:18:27 KST [Local batch simulation controller] Job LHS-000199 started. 50 more to go!
1 Jul 2026 17:18:37 KST [Local batch simulation controller] Job LHS-000200 started. 49 more to go!
1 Jul 2026 17:18:39 KST [Local batch simulation controller] Job LHS-000201 started. 48 more to go!
1 Jul 2026 17:18:42 KST [Local batch simulation controller] Job LHS-000202 started. 47 more to go!
1 Jul 2026 17:18:43 KST [Local batch simulation controller] Job LHS-000203 started. 46 more to go!
1 Jul 2026 17:18:44 KST [Local batch simulation controller] Job LHS-000204 started. 45 more to go!
1 Jul 2026 17:18:47 KST [Local batch simulation controller] Job LHS-000205 started. 44 more to go!
1 Jul 2026 17:18:49 KST [Local batch simulation controller] Job LHS-000206 started. 43 more to go!
1 Jul 2026 17:18:52 KST [Local batch simulation controller] Job LHS-000207 started. 42 more to go!
1 Jul 2026 17:18:52 KST [Local batch simulation controller] Job LHS-000208 started. 41 more to go!
1 Jul 2026 17:18:59 KST [Local batch simulation controller] Job LHS-000209 started. 40 more to go!
1 Jul 2026 17:19:00 KST [Local batch simulation controller] Job LHS-000210 started. 39 more to go!
1 Jul 2026 17:19:09 KST [Local batch simulation controller] Job LHS-000211 started. 38 more to go!
1 Jul 2026 17:19:14 KST [Local batch simulation controller] Job LHS-000212 started. 37 more to go!
1 Jul 2026 17:19:14 KST [Local batch simulation controller] Job LHS-000213 started. 36 more to go!
1 Jul 2026 17:19:14 KST [Local batch simulation controller] Job LHS-000214 started. 35 more to go!
1 Jul 2026 17:19:17 KST [Local batch simulation controller] Job LHS-000215 started. 34 more to go!
1 Jul 2026 17:19:20 KST [Local batch simulation controller] Job LHS-000216 started. 33 more to go!
1 Jul 2026 17:19:36 KST [Local batch simulation controller] Job LHS-000217 started. 32 more to go!
1 Jul 2026 17:19:40 KST [Local batch simulation controller] Job LHS-000218 started. 31 more to go!
1 Jul 2026 17:19:46 KST [Local batch simulation controller] Job LHS-000219 started. 30 more to go!
1 Jul 2026 17:19:52 KST [Local batch simulation controller] Job LHS-000220 started. 29 more to go!
1 Jul 2026 17:20:00 KST [Local batch simulation controller] Job LHS-000221 started. 28 more to go!
1 Jul 2026 17:20:01 KST [Local batch simulation controller] Job LHS-000222 started. 27 more to go!
1 Jul 2026 17:20:06 KST [Local batch simulation controller] Job LHS-000223 started. 26 more to go!
1 Jul 2026 17:20:09 KST [Local batch simulation controller] Job LHS-000224 started. 25 more to go!
1 Jul 2026 17:20:26 KST [Local batch simulation controller] Job LHS-000225 started. 24 more to go!
1 Jul 2026 17:20:30 KST [Local batch simulation controller] Job LHS-000226 started. 23 more to go!
1 Jul 2026 17:20:30 KST [Local batch simulation controller] Job LHS-000227 started. 22 more to go!
1 Jul 2026 17:20:34 KST [Local batch simulation controller] Job LHS-000228 started. 21 more to go!
1 Jul 2026 17:20:34 KST [Local batch simulation controller] Job LHS-000229 started. 20 more to go!
1 Jul 2026 17:20:37 KST [Local batch simulation controller] Job LHS-000230 started. 19 more to go!
1 Jul 2026 17:20:38 KST [Local batch simulation controller] Job LHS-000231 started. 18 more to go!
1 Jul 2026 17:20:40 KST [Local batch simulation controller] Job LHS-000232 started. 17 more to go!
1 Jul 2026 17:20:41 KST [Local batch simulation controller] Job LHS-000233 started. 16 more to go!
1 Jul 2026 17:20:46 KST [Local batch simulation controller] Job LHS-000234 started. 15 more to go!
1 Jul 2026 17:20:47 KST [Local batch simulation controller] Job LHS-000235 started. 14 more to go!
1 Jul 2026 17:20:48 KST [Local batch simulation controller] Job LHS-000236 started. 13 more to go!
1 Jul 2026 17:20:54 KST [Local batch simulation controller] Job LHS-000237 started. 12 more to go!
1 Jul 2026 17:20:56 KST [Local batch simulation controller] Job LHS-000238 started. 11 more to go!
1 Jul 2026 17:21:02 KST [Local batch simulation controller] Job LHS-000239 started. 10 more to go!
1 Jul 2026 17:21:05 KST [Local batch simulation controller] Job LHS-000240 started. 9 more to go!
1 Jul 2026 17:21:10 KST [Local batch simulation controller] Job LHS-000241 started. 8 more to go!
1 Jul 2026 17:21:10 KST [Local batch simulation controller] Job LHS-000242 started. 7 more to go!
1 Jul 2026 17:21:13 KST [Local batch simulation controller] Job LHS-000243 started. 6 more to go!
1 Jul 2026 17:21:13 KST [Local batch simulation controller] Job LHS-000244 started. 5 more to go!
1 Jul 2026 17:21:23 KST [Local batch simulation controller] Job LHS-000245 started. 4 more to go!
1 Jul 2026 17:21:27 KST [Local batch simulation controller] Job LHS-000246 started. 3 more to go!
1 Jul 2026 17:21:36 KST [Local batch simulation controller] Job LHS-000247 started. 2 more to go!
1 Jul 2026 17:21:37 KST [Local batch simulation controller] Job LHS-000248 started. 1 more to go!
1 Jul 2026 17:21:48 KST [Local batch simulation controller] Job LHS-000249 started. 0 more to go!
1 Jul 2026 17:21:48 KST [Local batch simulation controller] Nearly there ...
1 Jul 2026 17:23:02 KST [Local batch simulation controller] Local batch simulation controller is FINISHED [Que=0, Run=0, Fin=250]
1 Jul 2026 17:23:02 KST [Local batch simulation controller] Local agent stopped.
1 Jul 2026 17:23:02 KST [Local batch simulation controller] Collecting results ...
1 Jul 2026 17:23:03 KST [Local batch simulation controller] Standard report collector collected 250 simulation reports in D:\1. Research\0. CONFERENCE PAPER\2026.09_ICAE2026\3. DATA_CODE\CODE\data\jEPlus-LHS\7\RunTimes.csv
1 Jul 2026 17:23:03 KST [Local batch simulation controller] Standard report collector collected job index table in D:\1. Research\0. CONFERENCE PAPER\2026.09_ICAE2026\3. DATA_CODE\CODE\data\jEPlus-LHS\7\SimJobIndex.csv
1 Jul 2026 17:23:07 KST [Local batch simulation controller] Combined result table AllCombinedResults.csv is created.
1 Jul 2026 17:23:07 KST [Local batch simulation controller] Derivative result table AllDerivedResults.csv is created.
1 Jul 2026 17:23:07 KST [Local batch simulation controller] All done!
1 Jul 2026 17:23:07 KST [Local batch simulation controller] Simulation finished at: Wed, 1 Jul 2026 17:23:07
1 Jul 2026 17:23:07 KST [Local batch simulation controller] Total execution time = 1221 seconds.
Validating jobs. Hang on ...
Validation successful!
Validation result: pass
Warning: no report variable is defined. This project may not work with jEPlus+EA.
Jobs are compiled from 1 models and 1 weather files, with the following
Parameter Chains:
P1("@@P1_Wall_R@@") --> P2("@@P2_Roof_R@@") --> P3("@@P3_Roof_Abs@@") --> P4("@@P4_U@@¦@@P4_SHGC@@¦@@P4_VT@@") --> P5("@@P5_COP@@") --> P6("@@P6_ClgSetp@@") --> P7("@@P7_LPD@@") --> 62500 jobs
62,500 jobs have been identified in total.
Simulation work directories and results will be stored in: D:\1. Research\0. CONFERENCE PAPER\2026.09_ICAE2026\3. DATA_CODE\CODE\data\jEPlus-LHS\8\
A LHS sample of 250 jobs has started ...
1 Jul 2026 17:27:24 KST [Local batch simulation controller] Writing job lists to D:\1. Research\0. CONFERENCE PAPER\2026.09_ICAE2026\3. DATA_CODE\CODE\data\jEPlus-LHS\joblist_out.csv
1 Jul 2026 17:27:24 KST [Local batch simulation controller] Job LHS-000000 started. 249 more to go!
1 Jul 2026 17:27:24 KST [Local batch simulation controller] Job LHS-000001 started. 248 more to go!
1 Jul 2026 17:27:24 KST [Local batch simulation controller] Job LHS-000002 started. 247 more to go!
1 Jul 2026 17:27:24 KST [Local batch simulation controller] Job LHS-000003 started. 246 more to go!
1 Jul 2026 17:27:24 KST [Local batch simulation controller] Job LHS-000004 started. 245 more to go!
1 Jul 2026 17:27:25 KST [Local batch simulation controller] Job LHS-000005 started. 244 more to go!
1 Jul 2026 17:27:25 KST [Local batch simulation controller] Job LHS-000006 started. 243 more to go!
1 Jul 2026 17:27:25 KST [Local batch simulation controller] Job LHS-000007 started. 242 more to go!
1 Jul 2026 17:27:25 KST [Local batch simulation controller] Job LHS-000008 started. 241 more to go!
1 Jul 2026 17:27:25 KST [Local batch simulation controller] Job LHS-000009 started. 240 more to go!
1 Jul 2026 17:27:25 KST [Local batch simulation controller] Job LHS-000010 started. 239 more to go!
1 Jul 2026 17:27:25 KST [Local batch simulation controller] Job LHS-000011 started. 238 more to go!
1 Jul 2026 17:27:25 KST [Local batch simulation controller] Job LHS-000012 started. 237 more to go!
1 Jul 2026 17:27:25 KST [Local batch simulation controller] Job LHS-000013 started. 236 more to go!
1 Jul 2026 17:27:26 KST [Local batch simulation controller] Job LHS-000014 started. 235 more to go!
1 Jul 2026 17:27:26 KST [Local batch simulation controller] Job LHS-000015 started. 234 more to go!
1 Jul 2026 17:27:26 KST [Local batch simulation controller] Job LHS-000016 started. 233 more to go!
1 Jul 2026 17:27:26 KST [Local batch simulation controller] Job LHS-000017 started. 232 more to go!
1 Jul 2026 17:27:26 KST [Local batch simulation controller] Job LHS-000018 started. 231 more to go!
1 Jul 2026 17:27:26 KST [Local batch simulation controller] Job LHS-000019 started. 230 more to go!
1 Jul 2026 17:27:26 KST [Local batch simulation controller] Job LHS-000020 started. 229 more to go!
1 Jul 2026 17:27:26 KST [Local batch simulation controller] Job LHS-000021 started. 228 more to go!
1 Jul 2026 17:27:26 KST [Local batch simulation controller] Job LHS-000022 started. 227 more to go!
1 Jul 2026 17:27:27 KST [Local batch simulation controller] Job LHS-000023 started. 226 more to go!
1 Jul 2026 17:27:27 KST [Local batch simulation controller] Job LHS-000024 started. 225 more to go!
1 Jul 2026 17:27:27 KST [Local batch simulation controller] Job LHS-000025 started. 224 more to go!
1 Jul 2026 17:27:27 KST [Local batch simulation controller] Job LHS-000026 started. 223 more to go!
1 Jul 2026 17:27:27 KST [Local batch simulation controller] Job LHS-000027 started. 222 more to go!
1 Jul 2026 17:28:47 KST [Local batch simulation controller] Job LHS-000028 started. 221 more to go!
1 Jul 2026 17:28:52 KST [Local batch simulation controller] Job LHS-000029 started. 220 more to go!
1 Jul 2026 17:28:58 KST [Local batch simulation controller] Job LHS-000030 started. 219 more to go!
1 Jul 2026 17:29:00 KST [Local batch simulation controller] Job LHS-000031 started. 218 more to go!
1 Jul 2026 17:29:04 KST [Local batch simulation controller] Job LHS-000032 started. 217 more to go!
1 Jul 2026 17:29:07 KST [Local batch simulation controller] Job LHS-000033 started. 216 more to go!
1 Jul 2026 17:29:08 KST [Local batch simulation controller] Job LHS-000034 started. 215 more to go!
1 Jul 2026 17:29:09 KST [Local batch simulation controller] Job LHS-000035 started. 214 more to go!
1 Jul 2026 17:29:09 KST [Local batch simulation controller] Job LHS-000036 started. 213 more to go!
1 Jul 2026 17:29:10 KST [Local batch simulation controller] Job LHS-000037 started. 212 more to go!
1 Jul 2026 17:29:11 KST [Local batch simulation controller] Job LHS-000038 started. 211 more to go!
1 Jul 2026 17:29:12 KST [Local batch simulation controller] Job LHS-000039 started. 210 more to go!
1 Jul 2026 17:29:13 KST [Local batch simulation controller] Job LHS-000040 started. 209 more to go!
1 Jul 2026 17:29:14 KST [Local batch simulation controller] Job LHS-000041 started. 208 more to go!
1 Jul 2026 17:29:16 KST [Local batch simulation controller] Job LHS-000042 started. 207 more to go!
1 Jul 2026 17:29:17 KST [Local batch simulation controller] Job LHS-000043 started. 206 more to go!
1 Jul 2026 17:29:17 KST [Local batch simulation controller] Job LHS-000044 started. 205 more to go!
1 Jul 2026 17:29:17 KST [Local batch simulation controller] Job LHS-000045 started. 204 more to go!
1 Jul 2026 17:29:18 KST [Local batch simulation controller] Job LHS-000046 started. 203 more to go!
1 Jul 2026 17:29:18 KST [Local batch simulation controller] Job LHS-000047 started. 202 more to go!
1 Jul 2026 17:29:19 KST [Local batch simulation controller] Job LHS-000048 started. 201 more to go!
1 Jul 2026 17:29:20 KST [Local batch simulation controller] Job LHS-000049 started. 200 more to go!
1 Jul 2026 17:29:21 KST [Local batch simulation controller] Job LHS-000050 started. 199 more to go!
1 Jul 2026 17:29:21 KST [Local batch simulation controller] Job LHS-000051 started. 198 more to go!
1 Jul 2026 17:29:22 KST [Local batch simulation controller] Job LHS-000052 started. 197 more to go!
1 Jul 2026 17:29:24 KST [Local batch simulation controller] Job LHS-000053 started. 196 more to go!
1 Jul 2026 17:29:25 KST [Local batch simulation controller] Job LHS-000054 started. 195 more to go!
1 Jul 2026 17:29:26 KST [Local batch simulation controller] Job LHS-000055 started. 194 more to go!
1 Jul 2026 17:30:42 KST [Local batch simulation controller] Job LHS-000056 started. 193 more to go!
1 Jul 2026 17:30:42 KST [Local batch simulation controller] Job LHS-000057 started. 192 more to go!
1 Jul 2026 17:30:43 KST [Local batch simulation controller] Job LHS-000058 started. 191 more to go!
1 Jul 2026 17:30:45 KST [Local batch simulation controller] Job LHS-000059 started. 190 more to go!
1 Jul 2026 17:30:49 KST [Local batch simulation controller] Job LHS-000060 started. 189 more to go!
1 Jul 2026 17:30:51 KST [Local batch simulation controller] Job LHS-000061 started. 188 more to go!
1 Jul 2026 17:30:54 KST [Local batch simulation controller] Job LHS-000062 started. 187 more to go!
1 Jul 2026 17:30:54 KST [Local batch simulation controller] Job LHS-000063 started. 186 more to go!
1 Jul 2026 17:30:56 KST [Local batch simulation controller] Job LHS-000064 started. 185 more to go!
1 Jul 2026 17:31:00 KST [Local batch simulation controller] Job LHS-000065 started. 184 more to go!
1 Jul 2026 17:31:00 KST [Local batch simulation controller] Job LHS-000066 started. 183 more to go!
1 Jul 2026 17:31:00 KST [Local batch simulation controller] Job LHS-000067 started. 182 more to go!
1 Jul 2026 17:31:00 KST [Local batch simulation controller] Job LHS-000068 started. 181 more to go!
1 Jul 2026 17:31:04 KST [Local batch simulation controller] Job LHS-000069 started. 180 more to go!
1 Jul 2026 17:31:04 KST [Local batch simulation controller] Job LHS-000070 started. 179 more to go!
1 Jul 2026 17:31:07 KST [Local batch simulation controller] Job LHS-000071 started. 178 more to go!
1 Jul 2026 17:31:08 KST [Local batch simulation controller] Job LHS-000072 started. 177 more to go!
1 Jul 2026 17:31:09 KST [Local batch simulation controller] Job LHS-000073 started. 176 more to go!
1 Jul 2026 17:31:09 KST [Local batch simulation controller] Job LHS-000074 started. 175 more to go!
1 Jul 2026 17:31:10 KST [Local batch simulation controller] Job LHS-000075 started. 174 more to go!
1 Jul 2026 17:31:12 KST [Local batch simulation controller] Job LHS-000076 started. 173 more to go!
1 Jul 2026 17:31:12 KST [Local batch simulation controller] Job LHS-000077 started. 172 more to go!
1 Jul 2026 17:31:12 KST [Local batch simulation controller] Job LHS-000078 started. 171 more to go!
1 Jul 2026 17:31:14 KST [Local batch simulation controller] Job LHS-000079 started. 170 more to go!
1 Jul 2026 17:31:15 KST [Local batch simulation controller] Job LHS-000080 started. 169 more to go!
1 Jul 2026 17:31:23 KST [Local batch simulation controller] Job LHS-000081 started. 168 more to go!
1 Jul 2026 17:31:24 KST [Local batch simulation controller] Job LHS-000082 started. 167 more to go!
1 Jul 2026 17:31:25 KST [Local batch simulation controller] Job LHS-000083 started. 166 more to go!
1 Jul 2026 17:32:27 KST [Local batch simulation controller] Job LHS-000084 started. 165 more to go!
1 Jul 2026 17:32:27 KST [Local batch simulation controller] Job LHS-000085 started. 164 more to go!
1 Jul 2026 17:32:29 KST [Local batch simulation controller] Job LHS-000086 started. 163 more to go!
1 Jul 2026 17:32:29 KST [Local batch simulation controller] Job LHS-000087 started. 162 more to go!
1 Jul 2026 17:32:31 KST [Local batch simulation controller] Job LHS-000088 started. 161 more to go!
1 Jul 2026 17:32:36 KST [Local batch simulation controller] Job LHS-000089 started. 160 more to go!
1 Jul 2026 17:32:38 KST [Local batch simulation controller] Job LHS-000090 started. 159 more to go!
1 Jul 2026 17:32:38 KST [Local batch simulation controller] Job LHS-000091 started. 158 more to go!
1 Jul 2026 17:32:39 KST [Local batch simulation controller] Job LHS-000092 started. 157 more to go!
1 Jul 2026 17:32:40 KST [Local batch simulation controller] Job LHS-000093 started. 156 more to go!
1 Jul 2026 17:32:45 KST [Local batch simulation controller] Job LHS-000094 started. 155 more to go!
1 Jul 2026 17:32:45 KST [Local batch simulation controller] Job LHS-000095 started. 154 more to go!
1 Jul 2026 17:32:46 KST [Local batch simulation controller] Job LHS-000096 started. 153 more to go!
1 Jul 2026 17:32:46 KST [Local batch simulation controller] Job LHS-000097 started. 152 more to go!
1 Jul 2026 17:32:50 KST [Local batch simulation controller] Job LHS-000098 started. 151 more to go!
1 Jul 2026 17:32:52 KST [Local batch simulation controller] Job LHS-000099 started. 150 more to go!
1 Jul 2026 17:32:54 KST [Local batch simulation controller] Job LHS-000100 started. 149 more to go!
1 Jul 2026 17:32:54 KST [Local batch simulation controller] Job LHS-000101 started. 148 more to go!
1 Jul 2026 17:32:54 KST [Local batch simulation controller] Job LHS-000102 started. 147 more to go!
1 Jul 2026 17:32:56 KST [Local batch simulation controller] Job LHS-000103 started. 146 more to go!
1 Jul 2026 17:32:56 KST [Local batch simulation controller] Job LHS-000104 started. 145 more to go!
1 Jul 2026 17:32:59 KST [Local batch simulation controller] Job LHS-000105 started. 144 more to go!
1 Jul 2026 17:33:02 KST [Local batch simulation controller] Job LHS-000106 started. 143 more to go!
1 Jul 2026 17:33:09 KST [Local batch simulation controller] Job LHS-000107 started. 142 more to go!
1 Jul 2026 17:33:09 KST [Local batch simulation controller] Job LHS-000108 started. 141 more to go!
1 Jul 2026 17:33:13 KST [Local batch simulation controller] Job LHS-000109 started. 140 more to go!
1 Jul 2026 17:33:16 KST [Local batch simulation controller] Job LHS-000110 started. 139 more to go!
1 Jul 2026 17:33:19 KST [Local batch simulation controller] Job LHS-000111 started. 138 more to go!
1 Jul 2026 17:34:07 KST [Local batch simulation controller] Job LHS-000112 started. 137 more to go!
1 Jul 2026 17:34:15 KST [Local batch simulation controller] Job LHS-000113 started. 136 more to go!
1 Jul 2026 17:34:17 KST [Local batch simulation controller] Job LHS-000114 started. 135 more to go!
1 Jul 2026 17:34:18 KST [Local batch simulation controller] Job LHS-000115 started. 134 more to go!
1 Jul 2026 17:34:25 KST [Local batch simulation controller] Job LHS-000116 started. 133 more to go!
1 Jul 2026 17:34:26 KST [Local batch simulation controller] Job LHS-000117 started. 132 more to go!
1 Jul 2026 17:34:26 KST [Local batch simulation controller] Job LHS-000118 started. 131 more to go!
1 Jul 2026 17:34:29 KST [Local batch simulation controller] Job LHS-000119 started. 130 more to go!
1 Jul 2026 17:34:30 KST [Local batch simulation controller] Job LHS-000120 started. 129 more to go!
1 Jul 2026 17:34:32 KST [Local batch simulation controller] Job LHS-000121 started. 128 more to go!
1 Jul 2026 17:34:34 KST [Local batch simulation controller] Job LHS-000122 started. 127 more to go!
1 Jul 2026 17:34:34 KST [Local batch simulation controller] Job LHS-000123 started. 126 more to go!
1 Jul 2026 17:34:35 KST [Local batch simulation controller] Job LHS-000124 started. 125 more to go!
1 Jul 2026 17:34:40 KST [Local batch simulation controller] Job LHS-000125 started. 124 more to go!
1 Jul 2026 17:34:42 KST [Local batch simulation controller] Job LHS-000126 started. 123 more to go!
1 Jul 2026 17:34:42 KST [Local batch simulation controller] Job LHS-000127 started. 122 more to go!
1 Jul 2026 17:34:42 KST [Local batch simulation controller] Job LHS-000128 started. 121 more to go!
1 Jul 2026 17:34:42 KST [Local batch simulation controller] Job LHS-000129 started. 120 more to go!
1 Jul 2026 17:34:43 KST [Local batch simulation controller] Job LHS-000130 started. 119 more to go!
1 Jul 2026 17:34:46 KST [Local batch simulation controller] Job LHS-000131 started. 118 more to go!
1 Jul 2026 17:34:48 KST [Local batch simulation controller] Job LHS-000132 started. 117 more to go!
1 Jul 2026 17:34:48 KST [Local batch simulation controller] Job LHS-000133 started. 116 more to go!
1 Jul 2026 17:34:53 KST [Local batch simulation controller] Job LHS-000134 started. 115 more to go!
1 Jul 2026 17:34:54 KST [Local batch simulation controller] Job LHS-000135 started. 114 more to go!
1 Jul 2026 17:34:57 KST [Local batch simulation controller] Job LHS-000136 started. 113 more to go!
1 Jul 2026 17:35:00 KST [Local batch simulation controller] Job LHS-000137 started. 112 more to go!
1 Jul 2026 17:35:13 KST [Local batch simulation controller] Job LHS-000138 started. 111 more to go!
1 Jul 2026 17:35:19 KST [Local batch simulation controller] Job LHS-000139 started. 110 more to go!
1 Jul 2026 17:35:55 KST [Local batch simulation controller] Job LHS-000140 started. 109 more to go!
1 Jul 2026 17:35:56 KST [Local batch simulation controller] Job LHS-000141 started. 108 more to go!
1 Jul 2026 17:36:00 KST [Local batch simulation controller] Job LHS-000142 started. 107 more to go!
1 Jul 2026 17:36:02 KST [Local batch simulation controller] Job LHS-000143 started. 106 more to go!
1 Jul 2026 17:36:02 KST [Local batch simulation controller] Job LHS-000144 started. 105 more to go!
1 Jul 2026 17:36:09 KST [Local batch simulation controller] Job LHS-000145 started. 104 more to go!
1 Jul 2026 17:36:11 KST [Local batch simulation controller] Job LHS-000146 started. 103 more to go!
1 Jul 2026 17:36:14 KST [Local batch simulation controller] Job LHS-000147 started. 102 more to go!
1 Jul 2026 17:36:15 KST [Local batch simulation controller] Job LHS-000148 started. 101 more to go!
1 Jul 2026 17:36:15 KST [Local batch simulation controller] Job LHS-000149 started. 100 more to go!
1 Jul 2026 17:36:19 KST [Local batch simulation controller] Job LHS-000150 started. 99 more to go!
1 Jul 2026 17:36:21 KST [Local batch simulation controller] Job LHS-000151 started. 98 more to go!
1 Jul 2026 17:36:24 KST [Local batch simulation controller] Job LHS-000152 started. 97 more to go!
1 Jul 2026 17:36:24 KST [Local batch simulation controller] Job LHS-000153 started. 96 more to go!
1 Jul 2026 17:36:27 KST [Local batch simulation controller] Job LHS-000154 started. 95 more to go!
1 Jul 2026 17:36:29 KST [Local batch simulation controller] Job LHS-000155 started. 94 more to go!
1 Jul 2026 17:36:37 KST [Local batch simulation controller] Job LHS-000156 started. 93 more to go!
1 Jul 2026 17:36:42 KST [Local batch simulation controller] Job LHS-000157 started. 92 more to go!
1 Jul 2026 17:36:48 KST [Local batch simulation controller] Job LHS-000158 started. 91 more to go!
1 Jul 2026 17:36:49 KST [Local batch simulation controller] Job LHS-000159 started. 90 more to go!
1 Jul 2026 17:36:53 KST [Local batch simulation controller] Job LHS-000160 started. 89 more to go!
1 Jul 2026 17:36:56 KST [Local batch simulation controller] Job LHS-000161 started. 88 more to go!
1 Jul 2026 17:36:58 KST [Local batch simulation controller] Job LHS-000162 started. 87 more to go!
1 Jul 2026 17:36:59 KST [Local batch simulation controller] Job LHS-000163 started. 86 more to go!
1 Jul 2026 17:37:04 KST [Local batch simulation controller] Job LHS-000164 started. 85 more to go!
1 Jul 2026 17:37:25 KST [Local batch simulation controller] Job LHS-000165 started. 84 more to go!
1 Jul 2026 17:37:29 KST [Local batch simulation controller] Job LHS-000166 started. 83 more to go!
1 Jul 2026 17:37:47 KST [Local batch simulation controller] Job LHS-000167 started. 82 more to go!
1 Jul 2026 17:39:33 KST [Local batch simulation controller] Job LHS-000168 started. 81 more to go!
1 Jul 2026 17:39:33 KST [Local batch simulation controller] Job LHS-000169 started. 80 more to go!
1 Jul 2026 17:39:33 KST [Local batch simulation controller] Job LHS-000170 started. 79 more to go!
1 Jul 2026 17:39:33 KST [Local batch simulation controller] Job LHS-000171 started. 78 more to go!
1 Jul 2026 17:39:33 KST [Local batch simulation controller] Job LHS-000172 started. 77 more to go!
1 Jul 2026 17:39:33 KST [Local batch simulation controller] Job LHS-000173 started. 76 more to go!
1 Jul 2026 17:39:33 KST [Local batch simulation controller] Job LHS-000174 started. 75 more to go!
1 Jul 2026 17:39:33 KST [Local batch simulation controller] Job LHS-000175 started. 74 more to go!
1 Jul 2026 17:39:33 KST [Local batch simulation controller] Job LHS-000176 started. 73 more to go!
1 Jul 2026 17:39:34 KST [Local batch simulation controller] Job LHS-000177 started. 72 more to go!
1 Jul 2026 17:39:34 KST [Local batch simulation controller] Job LHS-000178 started. 71 more to go!
1 Jul 2026 17:39:34 KST [Local batch simulation controller] Job LHS-000179 started. 70 more to go!
1 Jul 2026 17:39:34 KST [Local batch simulation controller] Job LHS-000180 started. 69 more to go!
1 Jul 2026 17:39:34 KST [Local batch simulation controller] Job LHS-000181 started. 68 more to go!
1 Jul 2026 17:39:34 KST [Local batch simulation controller] Job LHS-000182 started. 67 more to go!
1 Jul 2026 17:39:34 KST [Local batch simulation controller] Job LHS-000183 started. 66 more to go!
1 Jul 2026 17:39:36 KST [Local batch simulation controller] Job LHS-000184 started. 65 more to go!
1 Jul 2026 17:39:37 KST [Local batch simulation controller] Job LHS-000185 started. 64 more to go!
1 Jul 2026 17:39:41 KST [Local batch simulation controller] Job LHS-000186 started. 63 more to go!
1 Jul 2026 17:39:43 KST [Local batch simulation controller] Job LHS-000187 started. 62 more to go!
1 Jul 2026 17:39:52 KST [Local batch simulation controller] Job LHS-000188 started. 61 more to go!
1 Jul 2026 17:39:55 KST [Local batch simulation controller] Job LHS-000189 started. 60 more to go!
1 Jul 2026 17:40:04 KST [Local batch simulation controller] Job LHS-000190 started. 59 more to go!
1 Jul 2026 17:40:07 KST [Local batch simulation controller] Job LHS-000191 started. 58 more to go!
1 Jul 2026 17:40:12 KST [Local batch simulation controller] Job LHS-000192 started. 57 more to go!
1 Jul 2026 17:40:30 KST [Local batch simulation controller] Job LHS-000193 started. 56 more to go!
1 Jul 2026 17:40:30 KST [Local batch simulation controller] Job LHS-000194 started. 55 more to go!
1 Jul 2026 17:40:31 KST [Local batch simulation controller] Job LHS-000195 started. 54 more to go!
1 Jul 2026 17:41:42 KST [Local batch simulation controller] Job LHS-000196 started. 53 more to go!
1 Jul 2026 17:41:43 KST [Local batch simulation controller] Job LHS-000197 started. 52 more to go!
1 Jul 2026 17:41:43 KST [Local batch simulation controller] Job LHS-000198 started. 51 more to go!
1 Jul 2026 17:41:49 KST [Local batch simulation controller] Job LHS-000199 started. 50 more to go!
1 Jul 2026 17:41:54 KST [Local batch simulation controller] Job LHS-000200 started. 49 more to go!
1 Jul 2026 17:41:54 KST [Local batch simulation controller] Job LHS-000201 started. 48 more to go!
1 Jul 2026 17:41:55 KST [Local batch simulation controller] Job LHS-000202 started. 47 more to go!
1 Jul 2026 17:42:00 KST [Local batch simulation controller] Job LHS-000203 started. 46 more to go!
1 Jul 2026 17:42:01 KST [Local batch simulation controller] Job LHS-000204 started. 45 more to go!
1 Jul 2026 17:42:01 KST [Local batch simulation controller] Job LHS-000205 started. 44 more to go!
1 Jul 2026 17:42:02 KST [Local batch simulation controller] Job LHS-000206 started. 43 more to go!
1 Jul 2026 17:42:02 KST [Local batch simulation controller] Job LHS-000207 started. 42 more to go!
1 Jul 2026 17:42:02 KST [Local batch simulation controller] Job LHS-000208 started. 41 more to go!
1 Jul 2026 17:42:04 KST [Local batch simulation controller] Job LHS-000209 started. 40 more to go!
1 Jul 2026 17:42:06 KST [Local batch simulation controller] Job LHS-000210 started. 39 more to go!
1 Jul 2026 17:42:07 KST [Local batch simulation controller] Job LHS-000211 started. 38 more to go!
1 Jul 2026 17:42:08 KST [Local batch simulation controller] Job LHS-000212 started. 37 more to go!
1 Jul 2026 17:42:09 KST [Local batch simulation controller] Job LHS-000213 started. 36 more to go!
1 Jul 2026 17:42:10 KST [Local batch simulation controller] Job LHS-000214 started. 35 more to go!
1 Jul 2026 17:42:11 KST [Local batch simulation controller] Job LHS-000215 started. 34 more to go!
1 Jul 2026 17:42:11 KST [Local batch simulation controller] Job LHS-000216 started. 33 more to go!
1 Jul 2026 17:42:15 KST [Local batch simulation controller] Job LHS-000217 started. 32 more to go!
1 Jul 2026 17:42:15 KST [Local batch simulation controller] Job LHS-000218 started. 31 more to go!
1 Jul 2026 17:42:21 KST [Local batch simulation controller] Job LHS-000219 started. 30 more to go!
1 Jul 2026 17:42:32 KST [Local batch simulation controller] Job LHS-000220 started. 29 more to go!
1 Jul 2026 17:42:34 KST [Local batch simulation controller] Job LHS-000221 started. 28 more to go!
1 Jul 2026 17:42:36 KST [Local batch simulation controller] Job LHS-000222 started. 27 more to go!
1 Jul 2026 17:43:02 KST [Local batch simulation controller] Job LHS-000223 started. 26 more to go!
1 Jul 2026 17:43:52 KST [Local batch simulation controller] Job LHS-000224 started. 25 more to go!
1 Jul 2026 17:43:53 KST [Local batch simulation controller] Job LHS-000225 started. 24 more to go!
1 Jul 2026 17:43:58 KST [Local batch simulation controller] Job LHS-000226 started. 23 more to go!
1 Jul 2026 17:44:01 KST [Local batch simulation controller] Job LHS-000227 started. 22 more to go!
1 Jul 2026 17:44:03 KST [Local batch simulation controller] Job LHS-000228 started. 21 more to go!
1 Jul 2026 17:44:03 KST [Local batch simulation controller] Job LHS-000229 started. 20 more to go!
1 Jul 2026 17:44:06 KST [Local batch simulation controller] Job LHS-000230 started. 19 more to go!
1 Jul 2026 17:44:16 KST [Local batch simulation controller] Job LHS-000231 started. 18 more to go!
1 Jul 2026 17:44:18 KST [Local batch simulation controller] Job LHS-000232 started. 17 more to go!
1 Jul 2026 17:44:19 KST [Local batch simulation controller] Job LHS-000233 started. 16 more to go!
1 Jul 2026 17:44:19 KST [Local batch simulation controller] Job LHS-000234 started. 15 more to go!
1 Jul 2026 17:44:21 KST [Local batch simulation controller] Job LHS-000235 started. 14 more to go!
1 Jul 2026 17:44:21 KST [Local batch simulation controller] Job LHS-000236 started. 13 more to go!
1 Jul 2026 17:44:29 KST [Local batch simulation controller] Job LHS-000237 started. 12 more to go!
1 Jul 2026 17:44:34 KST [Local batch simulation controller] Job LHS-000238 started. 11 more to go!
1 Jul 2026 17:44:36 KST [Local batch simulation controller] Job LHS-000239 started. 10 more to go!
1 Jul 2026 17:44:37 KST [Local batch simulation controller] Job LHS-000240 started. 9 more to go!
1 Jul 2026 17:44:40 KST [Local batch simulation controller] Job LHS-000241 started. 8 more to go!
1 Jul 2026 17:44:45 KST [Local batch simulation controller] Job LHS-000242 started. 7 more to go!
1 Jul 2026 17:44:58 KST [Local batch simulation controller] Job LHS-000243 started. 6 more to go!
1 Jul 2026 17:44:59 KST [Local batch simulation controller] Job LHS-000244 started. 5 more to go!
1 Jul 2026 17:45:01 KST [Local batch simulation controller] Job LHS-000245 started. 4 more to go!
1 Jul 2026 17:45:04 KST [Local batch simulation controller] Job LHS-000246 started. 3 more to go!
1 Jul 2026 17:45:07 KST [Local batch simulation controller] Job LHS-000247 started. 2 more to go!
1 Jul 2026 17:45:08 KST [Local batch simulation controller] Job LHS-000248 started. 1 more to go!
1 Jul 2026 17:45:18 KST [Local batch simulation controller] Job LHS-000249 started. 0 more to go!
1 Jul 2026 17:45:18 KST [Local batch simulation controller] Nearly there ...
1 Jul 2026 17:47:48 KST [Local batch simulation controller] Local batch simulation controller is FINISHED [Que=0, Run=0, Fin=250]
1 Jul 2026 17:47:48 KST [Local batch simulation controller] Local agent stopped.
1 Jul 2026 17:47:48 KST [Local batch simulation controller] Collecting results ...
1 Jul 2026 17:47:48 KST [Local batch simulation controller] Standard report collector collected 250 simulation reports in D:\1. Research\0. CONFERENCE PAPER\2026.09_ICAE2026\3. DATA_CODE\CODE\data\jEPlus-LHS\8\RunTimes.csv
1 Jul 2026 17:47:48 KST [Local batch simulation controller] Standard report collector collected job index table in D:\1. Research\0. CONFERENCE PAPER\2026.09_ICAE2026\3. DATA_CODE\CODE\data\jEPlus-LHS\8\SimJobIndex.csv
1 Jul 2026 17:47:54 KST [Local batch simulation controller] Combined result table AllCombinedResults.csv is created.
1 Jul 2026 17:47:54 KST [Local batch simulation controller] Derivative result table AllDerivedResults.csv is created.
1 Jul 2026 17:47:54 KST [Local batch simulation controller] All done!
1 Jul 2026 17:47:54 KST [Local batch simulation controller] Simulation finished at: Wed, 1 Jul 2026 17:47:54
1 Jul 2026 17:47:54 KST [Local batch simulation controller] Total execution time = 1230 seconds.
The project contains:
D:\1. Research\0. CONFERENCE PAPER\2026.09_ICAE2026\3. DATA_CODE\CODE\data\energy_models\ASHRAE901_OfficeMedium_STD2019_HoChiMinh.idf
D:\1. Research\0. CONFERENCE PAPER\2026.09_ICAE2026\3. DATA_CODE\jEPlus-LHS\my_results.rvi
Validating jobs. Hang on ...
Validation successful!
Validation result: pass
Warning: no report variable is defined. This project may not work with jEPlus+EA.
Jobs are compiled from 1 models and 1 weather files, with the following
Parameter Chains:
P1("@@P1_Wall_R@@") --> P2("@@P2_Roof_R@@") --> P3("@@P3_Roof_Abs@@") --> P4("@@P4_U@@¦@@P4_SHGC@@¦@@P4_VT@@") --> P5("@@P5_COP@@") --> P6("@@P6_ClgSetp@@") --> P7("@@P7_LPD@@") --> 62500 jobs
62,500 jobs have been identified in total.
Simulation work directories and results will be stored in: D:\1. Research\0. CONFERENCE PAPER\2026.09_ICAE2026\3. DATA_CODE\CODE\data\jEPlus-LHS\9\
A LHS sample of 250 jobs has started ...
1 Jul 2026 17:50:34 KST [Local batch simulation controller] Writing job lists to D:\1. Research\0. CONFERENCE PAPER\2026.09_ICAE2026\3. DATA_CODE\CODE\data\jEPlus-LHS\joblist_out.csv
1 Jul 2026 17:50:34 KST [Local batch simulation controller] Job LHS-000000 started. 249 more to go!
1 Jul 2026 17:50:34 KST [Local batch simulation controller] Job LHS-000001 started. 248 more to go!
1 Jul 2026 17:50:34 KST [Local batch simulation controller] Job LHS-000002 started. 247 more to go!
1 Jul 2026 17:50:35 KST [Local batch simulation controller] Job LHS-000003 started. 246 more to go!
1 Jul 2026 17:50:35 KST [Local batch simulation controller] Job LHS-000004 started. 245 more to go!
1 Jul 2026 17:50:35 KST [Local batch simulation controller] Job LHS-000005 started. 244 more to go!
1 Jul 2026 17:50:35 KST [Local batch simulation controller] Job LHS-000006 started. 243 more to go!
1 Jul 2026 17:50:35 KST [Local batch simulation controller] Job LHS-000007 started. 242 more to go!
1 Jul 2026 17:50:35 KST [Local batch simulation controller] Job LHS-000008 started. 241 more to go!
1 Jul 2026 17:50:35 KST [Local batch simulation controller] Job LHS-000009 started. 240 more to go!
1 Jul 2026 17:50:35 KST [Local batch simulation controller] Job LHS-000010 started. 239 more to go!
1 Jul 2026 17:50:35 KST [Local batch simulation controller] Job LHS-000011 started. 238 more to go!
1 Jul 2026 17:50:36 KST [Local batch simulation controller] Job LHS-000012 started. 237 more to go!
1 Jul 2026 17:50:36 KST [Local batch simulation controller] Job LHS-000013 started. 236 more to go!
1 Jul 2026 17:50:36 KST [Local batch simulation controller] Job LHS-000014 started. 235 more to go!
1 Jul 2026 17:50:36 KST [Local batch simulation controller] Job LHS-000015 started. 234 more to go!
1 Jul 2026 17:50:36 KST [Local batch simulation controller] Job LHS-000016 started. 233 more to go!
1 Jul 2026 17:50:36 KST [Local batch simulation controller] Job LHS-000017 started. 232 more to go!
1 Jul 2026 17:50:36 KST [Local batch simulation controller] Job LHS-000018 started. 231 more to go!
1 Jul 2026 17:50:36 KST [Local batch simulation controller] Job LHS-000019 started. 230 more to go!
1 Jul 2026 17:50:36 KST [Local batch simulation controller] Job LHS-000020 started. 229 more to go!
1 Jul 2026 17:50:37 KST [Local batch simulation controller] Job LHS-000021 started. 228 more to go!
1 Jul 2026 17:50:37 KST [Local batch simulation controller] Job LHS-000022 started. 227 more to go!
1 Jul 2026 17:50:37 KST [Local batch simulation controller] Job LHS-000023 started. 226 more to go!
1 Jul 2026 17:50:37 KST [Local batch simulation controller] Job LHS-000024 started. 225 more to go!
1 Jul 2026 17:50:37 KST [Local batch simulation controller] Job LHS-000025 started. 224 more to go!
1 Jul 2026 17:50:37 KST [Local batch simulation controller] Job LHS-000026 started. 223 more to go!
1 Jul 2026 17:50:37 KST [Local batch simulation controller] Job LHS-000027 started. 222 more to go!
1 Jul 2026 17:52:01 KST [Local batch simulation controller] Job LHS-000028 started. 221 more to go!
1 Jul 2026 17:52:04 KST [Local batch simulation controller] Job LHS-000029 started. 220 more to go!
1 Jul 2026 17:52:08 KST [Local batch simulation controller] Job LHS-000030 started. 219 more to go!
1 Jul 2026 17:52:13 KST [Local batch simulation controller] Job LHS-000031 started. 218 more to go!
1 Jul 2026 17:52:13 KST [Local batch simulation controller] Job LHS-000032 started. 217 more to go!
1 Jul 2026 17:52:14 KST [Local batch simulation controller] Job LHS-000033 started. 216 more to go!
1 Jul 2026 17:52:16 KST [Local batch simulation controller] Job LHS-000034 started. 215 more to go!
1 Jul 2026 17:52:17 KST [Local batch simulation controller] Job LHS-000035 started. 214 more to go!
1 Jul 2026 17:52:17 KST [Local batch simulation controller] Job LHS-000036 started. 213 more to go!
1 Jul 2026 17:52:17 KST [Local batch simulation controller] Job LHS-000037 started. 212 more to go!
1 Jul 2026 17:52:19 KST [Local batch simulation controller] Job LHS-000038 started. 211 more to go!
1 Jul 2026 17:52:19 KST [Local batch simulation controller] Job LHS-000039 started. 210 more to go!
1 Jul 2026 17:52:19 KST [Local batch simulation controller] Job LHS-000040 started. 209 more to go!
1 Jul 2026 17:52:19 KST [Local batch simulation controller] Job LHS-000041 started. 208 more to go!
1 Jul 2026 17:52:20 KST [Local batch simulation controller] Job LHS-000042 started. 207 more to go!
1 Jul 2026 17:52:20 KST [Local batch simulation controller] Job LHS-000043 started. 206 more to go!
1 Jul 2026 17:52:20 KST [Local batch simulation controller] Job LHS-000044 started. 205 more to go!
1 Jul 2026 17:52:20 KST [Local batch simulation controller] Job LHS-000045 started. 204 more to go!
1 Jul 2026 17:52:22 KST [Local batch simulation controller] Job LHS-000046 started. 203 more to go!
1 Jul 2026 17:52:23 KST [Local batch simulation controller] Job LHS-000047 started. 202 more to go!
1 Jul 2026 17:52:27 KST [Local batch simulation controller] Job LHS-000048 started. 201 more to go!
1 Jul 2026 17:52:29 KST [Local batch simulation controller] Job LHS-000049 started. 200 more to go!
1 Jul 2026 17:52:30 KST [Local batch simulation controller] Job LHS-000050 started. 199 more to go!
1 Jul 2026 17:52:31 KST [Local batch simulation controller] Job LHS-000051 started. 198 more to go!
1 Jul 2026 17:52:32 KST [Local batch simulation controller] Job LHS-000052 started. 197 more to go!
1 Jul 2026 17:52:33 KST [Local batch simulation controller] Job LHS-000053 started. 196 more to go!
1 Jul 2026 17:52:36 KST [Local batch simulation controller] Job LHS-000054 started. 195 more to go!
1 Jul 2026 17:52:40 KST [Local batch simulation controller] Job LHS-000055 started. 194 more to go!
1 Jul 2026 17:53:34 KST [Local batch simulation controller] Job LHS-000056 started. 193 more to go!
1 Jul 2026 17:53:54 KST [Local batch simulation controller] Job LHS-000057 started. 192 more to go!
1 Jul 2026 17:53:56 KST [Local batch simulation controller] Job LHS-000058 started. 191 more to go!
1 Jul 2026 17:53:56 KST [Local batch simulation controller] Job LHS-000059 started. 190 more to go!
1 Jul 2026 17:53:57 KST [Local batch simulation controller] Job LHS-000060 started. 189 more to go!
1 Jul 2026 17:53:59 KST [Local batch simulation controller] Job LHS-000061 started. 188 more to go!
1 Jul 2026 17:54:00 KST [Local batch simulation controller] Job LHS-000062 started. 187 more to go!
1 Jul 2026 17:54:01 KST [Local batch simulation controller] Job LHS-000063 started. 186 more to go!
1 Jul 2026 17:54:03 KST [Local batch simulation controller] Job LHS-000064 started. 185 more to go!
1 Jul 2026 17:54:04 KST [Local batch simulation controller] Job LHS-000065 started. 184 more to go!
1 Jul 2026 17:54:04 KST [Local batch simulation controller] Job LHS-000066 started. 183 more to go!
1 Jul 2026 17:54:08 KST [Local batch simulation controller] Job LHS-000067 started. 182 more to go!
1 Jul 2026 17:54:08 KST [Local batch simulation controller] Job LHS-000068 started. 181 more to go!
1 Jul 2026 17:54:08 KST [Local batch simulation controller] Job LHS-000069 started. 180 more to go!
1 Jul 2026 17:54:10 KST [Local batch simulation controller] Job LHS-000070 started. 179 more to go!
1 Jul 2026 17:54:12 KST [Local batch simulation controller] Job LHS-000071 started. 178 more to go!
1 Jul 2026 17:54:13 KST [Local batch simulation controller] Job LHS-000072 started. 177 more to go!
1 Jul 2026 17:54:14 KST [Local batch simulation controller] Job LHS-000073 started. 176 more to go!
1 Jul 2026 17:54:15 KST [Local batch simulation controller] Job LHS-000074 started. 175 more to go!
1 Jul 2026 17:54:17 KST [Local batch simulation controller] Job LHS-000075 started. 174 more to go!
1 Jul 2026 17:54:17 KST [Local batch simulation controller] Job LHS-000076 started. 173 more to go!
1 Jul 2026 17:54:18 KST [Local batch simulation controller] Job LHS-000077 started. 172 more to go!
1 Jul 2026 17:54:18 KST [Local batch simulation controller] Job LHS-000078 started. 171 more to go!
1 Jul 2026 17:54:20 KST [Local batch simulation controller] Job LHS-000079 started. 170 more to go!
1 Jul 2026 17:54:22 KST [Local batch simulation controller] Job LHS-000080 started. 169 more to go!
1 Jul 2026 17:54:22 KST [Local batch simulation controller] Job LHS-000081 started. 168 more to go!
1 Jul 2026 17:54:30 KST [Local batch simulation controller] Job LHS-000082 started. 167 more to go!
1 Jul 2026 17:54:40 KST [Local batch simulation controller] Job LHS-000083 started. 166 more to go!
1 Jul 2026 17:55:20 KST [Local batch simulation controller] Job LHS-000084 started. 165 more to go!
1 Jul 2026 17:55:38 KST [Local batch simulation controller] Job LHS-000085 started. 164 more to go!
1 Jul 2026 17:55:39 KST [Local batch simulation controller] Job LHS-000086 started. 163 more to go!
1 Jul 2026 17:55:40 KST [Local batch simulation controller] Job LHS-000087 started. 162 more to go!
1 Jul 2026 17:55:40 KST [Local batch simulation controller] Job LHS-000088 started. 161 more to go!
1 Jul 2026 17:55:46 KST [Local batch simulation controller] Job LHS-000089 started. 160 more to go!
1 Jul 2026 17:55:46 KST [Local batch simulation controller] Job LHS-000090 started. 159 more to go!
1 Jul 2026 17:55:48 KST [Local batch simulation controller] Job LHS-000091 started. 158 more to go!
1 Jul 2026 17:55:51 KST [Local batch simulation controller] Job LHS-000092 started. 157 more to go!
1 Jul 2026 17:55:52 KST [Local batch simulation controller] Job LHS-000093 started. 156 more to go!
1 Jul 2026 17:55:53 KST [Local batch simulation controller] Job LHS-000094 started. 155 more to go!
1 Jul 2026 17:55:55 KST [Local batch simulation controller] Job LHS-000095 started. 154 more to go!
1 Jul 2026 17:55:56 KST [Local batch simulation controller] Job LHS-000096 started. 153 more to go!
1 Jul 2026 17:55:56 KST [Local batch simulation controller] Job LHS-000097 started. 152 more to go!
1 Jul 2026 17:55:57 KST [Local batch simulation controller] Job LHS-000098 started. 151 more to go!
1 Jul 2026 17:55:58 KST [Local batch simulation controller] Job LHS-000099 started. 150 more to go!
1 Jul 2026 17:56:00 KST [Local batch simulation controller] Job LHS-000100 started. 149 more to go!
1 Jul 2026 17:56:01 KST [Local batch simulation controller] Job LHS-000101 started. 148 more to go!
1 Jul 2026 17:56:03 KST [Local batch simulation controller] Job LHS-000102 started. 147 more to go!
1 Jul 2026 17:56:03 KST [Local batch simulation controller] Job LHS-000103 started. 146 more to go!
1 Jul 2026 17:56:03 KST [Local batch simulation controller] Job LHS-000104 started. 145 more to go!
1 Jul 2026 17:56:06 KST [Local batch simulation controller] Job LHS-000105 started. 144 more to go!
1 Jul 2026 17:56:09 KST [Local batch simulation controller] Job LHS-000106 started. 143 more to go!
1 Jul 2026 17:56:09 KST [Local batch simulation controller] Job LHS-000107 started. 142 more to go!
1 Jul 2026 17:56:19 KST [Local batch simulation controller] Job LHS-000108 started. 141 more to go!
1 Jul 2026 17:56:20 KST [Local batch simulation controller] Job LHS-000109 started. 140 more to go!
1 Jul 2026 17:56:22 KST [Local batch simulation controller] Job LHS-000110 started. 139 more to go!
1 Jul 2026 17:56:22 KST [Local batch simulation controller] Job LHS-000111 started. 138 more to go!
1 Jul 2026 17:57:11 KST [Local batch simulation controller] Job LHS-000112 started. 137 more to go!
1 Jul 2026 17:57:20 KST [Local batch simulation controller] Job LHS-000113 started. 136 more to go!
1 Jul 2026 17:57:22 KST [Local batch simulation controller] Job LHS-000114 started. 135 more to go!
1 Jul 2026 17:57:24 KST [Local batch simulation controller] Job LHS-000115 started. 134 more to go!
1 Jul 2026 17:57:25 KST [Local batch simulation controller] Job LHS-000116 started. 133 more to go!
1 Jul 2026 17:57:32 KST [Local batch simulation controller] Job LHS-000117 started. 132 more to go!
1 Jul 2026 17:57:34 KST [Local batch simulation controller] Job LHS-000118 started. 131 more to go!
1 Jul 2026 17:57:37 KST [Local batch simulation controller] Job LHS-000119 started. 130 more to go!
1 Jul 2026 17:57:37 KST [Local batch simulation controller] Job LHS-000120 started. 129 more to go!
1 Jul 2026 17:57:38 KST [Local batch simulation controller] Job LHS-000121 started. 128 more to go!
1 Jul 2026 17:57:38 KST [Local batch simulation controller] Job LHS-000122 started. 127 more to go!
1 Jul 2026 17:57:42 KST [Local batch simulation controller] Job LHS-000123 started. 126 more to go!
1 Jul 2026 17:57:45 KST [Local batch simulation controller] Job LHS-000124 started. 125 more to go!
1 Jul 2026 17:57:45 KST [Local batch simulation controller] Job LHS-000125 started. 124 more to go!
1 Jul 2026 17:57:46 KST [Local batch simulation controller] Job LHS-000126 started. 123 more to go!
1 Jul 2026 17:57:48 KST [Local batch simulation controller] Job LHS-000127 started. 122 more to go!
1 Jul 2026 17:57:48 KST [Local batch simulation controller] Job LHS-000128 started. 121 more to go!
1 Jul 2026 17:57:49 KST [Local batch simulation controller] Job LHS-000129 started. 120 more to go!
1 Jul 2026 17:57:49 KST [Local batch simulation controller] Job LHS-000130 started. 119 more to go!
1 Jul 2026 17:57:49 KST [Local batch simulation controller] Job LHS-000131 started. 118 more to go!
1 Jul 2026 17:57:53 KST [Local batch simulation controller] Job LHS-000132 started. 117 more to go!
1 Jul 2026 17:57:53 KST [Local batch simulation controller] Job LHS-000133 started. 116 more to go!
1 Jul 2026 17:57:59 KST [Local batch simulation controller] Job LHS-000134 started. 115 more to go!
1 Jul 2026 17:58:02 KST [Local batch simulation controller] Job LHS-000135 started. 114 more to go!
1 Jul 2026 17:58:02 KST [Local batch simulation controller] Job LHS-000136 started. 113 more to go!
1 Jul 2026 17:58:05 KST [Local batch simulation controller] Job LHS-000137 started. 112 more to go!
1 Jul 2026 17:58:09 KST [Local batch simulation controller] Job LHS-000138 started. 111 more to go!
1 Jul 2026 17:58:21 KST [Local batch simulation controller] Job LHS-000139 started. 110 more to go!
1 Jul 2026 17:58:55 KST [Local batch simulation controller] Job LHS-000140 started. 109 more to go!
1 Jul 2026 17:59:03 KST [Local batch simulation controller] Job LHS-000141 started. 108 more to go!
1 Jul 2026 17:59:09 KST [Local batch simulation controller] Job LHS-000142 started. 107 more to go!
1 Jul 2026 17:59:15 KST [Local batch simulation controller] Job LHS-000143 started. 106 more to go!
1 Jul 2026 17:59:15 KST [Local batch simulation controller] Job LHS-000144 started. 105 more to go!
1 Jul 2026 17:59:17 KST [Local batch simulation controller] Job LHS-000145 started. 104 more to go!
1 Jul 2026 17:59:19 KST [Local batch simulation controller] Job LHS-000146 started. 103 more to go!
1 Jul 2026 17:59:20 KST [Local batch simulation controller] Job LHS-000147 started. 102 more to go!
1 Jul 2026 17:59:22 KST [Local batch simulation controller] Job LHS-000148 started. 101 more to go!
1 Jul 2026 17:59:27 KST [Local batch simulation controller] Job LHS-000149 started. 100 more to go!
1 Jul 2026 17:59:29 KST [Local batch simulation controller] Job LHS-000150 started. 99 more to go!
1 Jul 2026 17:59:30 KST [Local batch simulation controller] Job LHS-000151 started. 98 more to go!
1 Jul 2026 17:59:31 KST [Local batch simulation controller] Job LHS-000152 started. 97 more to go!
1 Jul 2026 17:59:34 KST [Local batch simulation controller] Job LHS-000153 started. 96 more to go!
1 Jul 2026 17:59:35 KST [Local batch simulation controller] Job LHS-000154 started. 95 more to go!
1 Jul 2026 17:59:35 KST [Local batch simulation controller] Job LHS-000155 started. 94 more to go!
1 Jul 2026 17:59:35 KST [Local batch simulation controller] Job LHS-000156 started. 93 more to go!
1 Jul 2026 17:59:38 KST [Local batch simulation controller] Job LHS-000157 started. 92 more to go!
1 Jul 2026 17:59:46 KST [Local batch simulation controller] Job LHS-000158 started. 91 more to go!
1 Jul 2026 17:59:47 KST [Local batch simulation controller] Job LHS-000159 started. 90 more to go!
1 Jul 2026 17:59:48 KST [Local batch simulation controller] Job LHS-000160 started. 89 more to go!
1 Jul 2026 17:59:49 KST [Local batch simulation controller] Job LHS-000161 started. 88 more to go!
1 Jul 2026 17:59:50 KST [Local batch simulation controller] Job LHS-000162 started. 87 more to go!
1 Jul 2026 17:59:52 KST [Local batch simulation controller] Job LHS-000163 started. 86 more to go!
1 Jul 2026 17:59:55 KST [Local batch simulation controller] Job LHS-000164 started. 85 more to go!
1 Jul 2026 17:59:55 KST [Local batch simulation controller] Job LHS-000165 started. 84 more to go!
1 Jul 2026 18:00:10 KST [Local batch simulation controller] Job LHS-000166 started. 83 more to go!
1 Jul 2026 18:00:17 KST [Local batch simulation controller] Job LHS-000167 started. 82 more to go!
1 Jul 2026 18:00:39 KST [Local batch simulation controller] Job LHS-000168 started. 81 more to go!
1 Jul 2026 18:00:52 KST [Local batch simulation controller] Job LHS-000169 started. 80 more to go!
1 Jul 2026 18:00:59 KST [Local batch simulation controller] Job LHS-000170 started. 79 more to go!
1 Jul 2026 18:01:00 KST [Local batch simulation controller] Job LHS-000171 started. 78 more to go!
1 Jul 2026 18:01:00 KST [Local batch simulation controller] Job LHS-000172 started. 77 more to go!
1 Jul 2026 18:01:02 KST [Local batch simulation controller] Job LHS-000173 started. 76 more to go!
1 Jul 2026 18:01:03 KST [Local batch simulation controller] Job LHS-000174 started. 75 more to go!
1 Jul 2026 18:01:04 KST [Local batch simulation controller] Job LHS-000175 started. 74 more to go!
1 Jul 2026 18:01:09 KST [Local batch simulation controller] Job LHS-000176 started. 73 more to go!
1 Jul 2026 18:01:12 KST [Local batch simulation controller] Job LHS-000177 started. 72 more to go!
1 Jul 2026 18:01:14 KST [Local batch simulation controller] Job LHS-000178 started. 71 more to go!
1 Jul 2026 18:01:17 KST [Local batch simulation controller] Job LHS-000179 started. 70 more to go!
1 Jul 2026 18:01:18 KST [Local batch simulation controller] Job LHS-000180 started. 69 more to go!
1 Jul 2026 18:01:22 KST [Local batch simulation controller] Job LHS-000181 started. 68 more to go!
1 Jul 2026 18:01:22 KST [Local batch simulation controller] Job LHS-000182 started. 67 more to go!
1 Jul 2026 18:01:23 KST [Local batch simulation controller] Job LHS-000183 started. 66 more to go!
1 Jul 2026 18:01:24 KST [Local batch simulation controller] Job LHS-000184 started. 65 more to go!
1 Jul 2026 18:01:26 KST [Local batch simulation controller] Job LHS-000185 started. 64 more to go!
1 Jul 2026 18:01:34 KST [Local batch simulation controller] Job LHS-000186 started. 63 more to go!
1 Jul 2026 18:01:35 KST [Local batch simulation controller] Job LHS-000187 started. 62 more to go!
1 Jul 2026 18:01:35 KST [Local batch simulation controller] Job LHS-000188 started. 61 more to go!
1 Jul 2026 18:01:37 KST [Local batch simulation controller] Job LHS-000189 started. 60 more to go!
1 Jul 2026 18:01:39 KST [Local batch simulation controller] Job LHS-000190 started. 59 more to go!
1 Jul 2026 18:01:40 KST [Local batch simulation controller] Job LHS-000191 started. 58 more to go!
1 Jul 2026 18:01:44 KST [Local batch simulation controller] Job LHS-000192 started. 57 more to go!
1 Jul 2026 18:01:50 KST [Local batch simulation controller] Job LHS-000193 started. 56 more to go!
1 Jul 2026 18:02:00 KST [Local batch simulation controller] Job LHS-000194 started. 55 more to go!
1 Jul 2026 18:02:06 KST [Local batch simulation controller] Job LHS-000195 started. 54 more to go!
1 Jul 2026 18:02:22 KST [Local batch simulation controller] Job LHS-000196 started. 53 more to go!
1 Jul 2026 18:02:28 KST [Local batch simulation controller] Job LHS-000197 started. 52 more to go!
1 Jul 2026 18:02:38 KST [Local batch simulation controller] Job LHS-000198 started. 51 more to go!
1 Jul 2026 18:02:46 KST [Local batch simulation controller] Job LHS-000199 started. 50 more to go!
1 Jul 2026 18:02:47 KST [Local batch simulation controller] Job LHS-000200 started. 49 more to go!
1 Jul 2026 18:02:49 KST [Local batch simulation controller] Job LHS-000201 started. 48 more to go!
1 Jul 2026 18:02:50 KST [Local batch simulation controller] Job LHS-000202 started. 47 more to go!
1 Jul 2026 18:02:50 KST [Local batch simulation controller] Job LHS-000203 started. 46 more to go!
1 Jul 2026 18:02:51 KST [Local batch simulation controller] Job LHS-000204 started. 45 more to go!
1 Jul 2026 18:02:51 KST [Local batch simulation controller] Job LHS-000205 started. 44 more to go!
1 Jul 2026 18:02:55 KST [Local batch simulation controller] Job LHS-000206 started. 43 more to go!
1 Jul 2026 18:02:58 KST [Local batch simulation controller] Job LHS-000207 started. 42 more to go!
1 Jul 2026 18:03:02 KST [Local batch simulation controller] Job LHS-000208 started. 41 more to go!
1 Jul 2026 18:03:04 KST [Local batch simulation controller] Job LHS-000209 started. 40 more to go!
1 Jul 2026 18:03:05 KST [Local batch simulation controller] Job LHS-000210 started. 39 more to go!
1 Jul 2026 18:03:17 KST [Local batch simulation controller] Job LHS-000211 started. 38 more to go!
1 Jul 2026 18:03:17 KST [Local batch simulation controller] Job LHS-000212 started. 37 more to go!
1 Jul 2026 18:03:18 KST [Local batch simulation controller] Job LHS-000213 started. 36 more to go!
1 Jul 2026 18:03:18 KST [Local batch simulation controller] Job LHS-000214 started. 35 more to go!
1 Jul 2026 18:03:19 KST [Local batch simulation controller] Job LHS-000215 started. 34 more to go!
1 Jul 2026 18:03:20 KST [Local batch simulation controller] Job LHS-000216 started. 33 more to go!
1 Jul 2026 18:03:24 KST [Local batch simulation controller] Job LHS-000217 started. 32 more to go!
1 Jul 2026 18:03:26 KST [Local batch simulation controller] Job LHS-000218 started. 31 more to go!
1 Jul 2026 18:03:28 KST [Local batch simulation controller] Job LHS-000219 started. 30 more to go!
1 Jul 2026 18:03:38 KST [Local batch simulation controller] Job LHS-000220 started. 29 more to go!
1 Jul 2026 18:03:46 KST [Local batch simulation controller] Job LHS-000221 started. 28 more to go!
1 Jul 2026 18:03:52 KST [Local batch simulation controller] Job LHS-000222 started. 27 more to go!
1 Jul 2026 18:03:52 KST [Local batch simulation controller] Job LHS-000223 started. 26 more to go!
1 Jul 2026 18:04:10 KST [Local batch simulation controller] Job LHS-000224 started. 25 more to go!
1 Jul 2026 18:04:15 KST [Local batch simulation controller] Job LHS-000225 started. 24 more to go!
1 Jul 2026 18:04:23 KST [Local batch simulation controller] Job LHS-000226 started. 23 more to go!
1 Jul 2026 18:04:24 KST [Local batch simulation controller] Job LHS-000227 started. 22 more to go!
1 Jul 2026 18:04:25 KST [Local batch simulation controller] Job LHS-000228 started. 21 more to go!
1 Jul 2026 18:04:32 KST [Local batch simulation controller] Job LHS-000229 started. 20 more to go!
1 Jul 2026 18:04:35 KST [Local batch simulation controller] Job LHS-000230 started. 19 more to go!
1 Jul 2026 18:04:36 KST [Local batch simulation controller] Job LHS-000231 started. 18 more to go!
1 Jul 2026 18:04:37 KST [Local batch simulation controller] Job LHS-000232 started. 17 more to go!
1 Jul 2026 18:04:37 KST [Local batch simulation controller] Job LHS-000233 started. 16 more to go!
1 Jul 2026 18:04:42 KST [Local batch simulation controller] Job LHS-000234 started. 15 more to go!
1 Jul 2026 18:04:43 KST [Local batch simulation controller] Job LHS-000235 started. 14 more to go!
1 Jul 2026 18:04:45 KST [Local batch simulation controller] Job LHS-000236 started. 13 more to go!
1 Jul 2026 18:04:52 KST [Local batch simulation controller] Job LHS-000237 started. 12 more to go!
1 Jul 2026 18:05:04 KST [Local batch simulation controller] Job LHS-000238 started. 11 more to go!
1 Jul 2026 18:05:04 KST [Local batch simulation controller] Job LHS-000239 started. 10 more to go!
1 Jul 2026 18:05:05 KST [Local batch simulation controller] Job LHS-000240 started. 9 more to go!
1 Jul 2026 18:05:09 KST [Local batch simulation controller] Job LHS-000241 started. 8 more to go!
1 Jul 2026 18:05:10 KST [Local batch simulation controller] Job LHS-000242 started. 7 more to go!
1 Jul 2026 18:05:11 KST [Local batch simulation controller] Job LHS-000243 started. 6 more to go!
1 Jul 2026 18:05:12 KST [Local batch simulation controller] Job LHS-000244 started. 5 more to go!
1 Jul 2026 18:05:15 KST [Local batch simulation controller] Job LHS-000245 started. 4 more to go!
1 Jul 2026 18:05:20 KST [Local batch simulation controller] Job LHS-000246 started. 3 more to go!
1 Jul 2026 18:05:21 KST [Local batch simulation controller] Job LHS-000247 started. 2 more to go!
1 Jul 2026 18:05:33 KST [Local batch simulation controller] Job LHS-000248 started. 1 more to go!
1 Jul 2026 18:05:35 KST [Local batch simulation controller] Job LHS-000249 started. 0 more to go!
1 Jul 2026 18:05:35 KST [Local batch simulation controller] Nearly there ...
1 Jul 2026 18:06:46 KST [Local batch simulation controller] Local batch simulation controller is FINISHED [Que=0, Run=0, Fin=250]
1 Jul 2026 18:06:46 KST [Local batch simulation controller] Local agent stopped.
1 Jul 2026 18:06:46 KST [Local batch simulation controller] Collecting results ...
1 Jul 2026 18:06:47 KST [Local batch simulation controller] Standard report collector collected 250 simulation reports in D:\1. Research\0. CONFERENCE PAPER\2026.09_ICAE2026\3. DATA_CODE\CODE\data\jEPlus-LHS\9\RunTimes.csv
1 Jul 2026 18:06:47 KST [Local batch simulation controller] Standard report collector collected job index table in D:\1. Research\0. CONFERENCE PAPER\2026.09_ICAE2026\3. DATA_CODE\CODE\data\jEPlus-LHS\9\SimJobIndex.csv
1 Jul 2026 18:06:51 KST [Local batch simulation controller] Combined result table AllCombinedResults.csv is created.
1 Jul 2026 18:06:51 KST [Local batch simulation controller] Derivative result table AllDerivedResults.csv is created.
1 Jul 2026 18:06:51 KST [Local batch simulation controller] All done!
1 Jul 2026 18:06:51 KST [Local batch simulation controller] Simulation finished at: Wed, 1 Jul 2026 18:06:51
1 Jul 2026 18:06:51 KST [Local batch simulation controller] Total execution time = 976 seconds.

## LHS external test
LHS EXTERNAL TEST
1_baseline | 1_Baseline
2 | 2
5 | 3
4
4
Welcome to jEPlus! | 5
The project contains: | 6
The project contains: | 7
Validating jobs. Hang on ... | 8
Validation successful! | 9
Validation result: pass
Warning: no report variable is defined. This project may not work with jEPlus+EA.
Jobs are compiled from 1 models and 1 weather files, with the following
Parameter Chains:
P1("@@P1_Wall_R@@") --> P2("@@P2_Roof_R@@") --> P3("@@P3_Roof_Abs@@") --> P4("@@P4_U@@¦@@P4_SHGC@@¦@@P4_VT@@") --> P5("@@P5_COP@@") --> P6("@@P6_ClgSetp@@") --> P7("@@P7_LPD@@") --> 62500 jobs
62,500 jobs have been identified in total.
Simulation work directories and results will be stored in: D:\1. Research\0. CONFERENCE PAPER\2026.09_ICAE2026\3. DATA_CODE\CODE\data\jEPlus-LHS\0_Test\0_LHS external test\
Validating jobs. Hang on ...
Validation successful!
Validation result: pass
Warning: no report variable is defined. This project may not work with jEPlus+EA.
Jobs are compiled from 1 models and 1 weather files, with the following
Parameter Chains:
P1("@@P1_Wall_R@@") --> P2("@@P2_Roof_R@@") --> P3("@@P3_Roof_Abs@@") --> P4("@@P4_U@@¦@@P4_SHGC@@¦@@P4_VT@@") --> P5("@@P5_COP@@") --> P6("@@P6_ClgSetp@@") --> P7("@@P7_LPD@@") --> 62500 jobs
62,500 jobs have been identified in total.
Simulation work directories and results will be stored in: D:\1. Research\0. CONFERENCE PAPER\2026.09_ICAE2026\3. DATA_CODE\CODE\data\jEPlus-LHS\0_Test\0_LHS external test\
A LHS sample of 150 jobs has started ...
3 Jul 2026 05:24:41 KST [Local batch simulation controller] Writing job lists to D:\1. Research\0. CONFERENCE PAPER\2026.09_ICAE2026\3. DATA_CODE\CODE\data\jEPlus-LHS\joblist_out.csv
3 Jul 2026 05:24:42 KST [Local batch simulation controller] Job LHS-000000 started. 149 more to go!
3 Jul 2026 05:24:42 KST [Local batch simulation controller] Job LHS-000001 started. 148 more to go!
3 Jul 2026 05:24:42 KST [Local batch simulation controller] Job LHS-000002 started. 147 more to go!
3 Jul 2026 05:24:42 KST [Local batch simulation controller] Job LHS-000003 started. 146 more to go!
3 Jul 2026 05:24:42 KST [Local batch simulation controller] Job LHS-000004 started. 145 more to go!
3 Jul 2026 05:24:42 KST [Local batch simulation controller] Job LHS-000005 started. 144 more to go!
3 Jul 2026 05:24:42 KST [Local batch simulation controller] Job LHS-000006 started. 143 more to go!
3 Jul 2026 05:24:42 KST [Local batch simulation controller] Job LHS-000007 started. 142 more to go!
3 Jul 2026 05:24:43 KST [Local batch simulation controller] Job LHS-000008 started. 141 more to go!
3 Jul 2026 05:24:43 KST [Local batch simulation controller] Job LHS-000009 started. 140 more to go!
3 Jul 2026 05:24:43 KST [Local batch simulation controller] Job LHS-000010 started. 139 more to go!
3 Jul 2026 05:24:43 KST [Local batch simulation controller] Job LHS-000011 started. 138 more to go!
3 Jul 2026 05:24:43 KST [Local batch simulation controller] Job LHS-000012 started. 137 more to go!
3 Jul 2026 05:24:43 KST [Local batch simulation controller] Job LHS-000013 started. 136 more to go!
3 Jul 2026 05:24:43 KST [Local batch simulation controller] Job LHS-000014 started. 135 more to go!
3 Jul 2026 05:24:43 KST [Local batch simulation controller] Job LHS-000015 started. 134 more to go!
3 Jul 2026 05:24:43 KST [Local batch simulation controller] Job LHS-000016 started. 133 more to go!
3 Jul 2026 05:24:43 KST [Local batch simulation controller] Job LHS-000017 started. 132 more to go!
3 Jul 2026 05:24:44 KST [Local batch simulation controller] Job LHS-000018 started. 131 more to go!
3 Jul 2026 05:24:44 KST [Local batch simulation controller] Job LHS-000019 started. 130 more to go!
3 Jul 2026 05:24:44 KST [Local batch simulation controller] Job LHS-000020 started. 129 more to go!
3 Jul 2026 05:24:44 KST [Local batch simulation controller] Job LHS-000021 started. 128 more to go!
3 Jul 2026 05:24:44 KST [Local batch simulation controller] Job LHS-000022 started. 127 more to go!
3 Jul 2026 05:24:44 KST [Local batch simulation controller] Job LHS-000023 started. 126 more to go!
3 Jul 2026 05:24:44 KST [Local batch simulation controller] Job LHS-000024 started. 125 more to go!
3 Jul 2026 05:24:44 KST [Local batch simulation controller] Job LHS-000025 started. 124 more to go!
3 Jul 2026 05:24:44 KST [Local batch simulation controller] Job LHS-000026 started. 123 more to go!
3 Jul 2026 05:24:45 KST [Local batch simulation controller] Job LHS-000027 started. 122 more to go!
3 Jul 2026 05:26:52 KST [Local batch simulation controller] Job LHS-000028 started. 121 more to go!
3 Jul 2026 05:26:54 KST [Local batch simulation controller] Job LHS-000029 started. 120 more to go!
3 Jul 2026 05:27:05 KST [Local batch simulation controller] Job LHS-000030 started. 119 more to go!
3 Jul 2026 05:27:12 KST [Local batch simulation controller] Job LHS-000031 started. 118 more to go!
3 Jul 2026 05:27:12 KST [Local batch simulation controller] Job LHS-000032 started. 117 more to go!
3 Jul 2026 05:27:16 KST [Local batch simulation controller] Job LHS-000033 started. 116 more to go!
3 Jul 2026 05:27:18 KST [Local batch simulation controller] Job LHS-000034 started. 115 more to go!
3 Jul 2026 05:27:19 KST [Local batch simulation controller] Job LHS-000035 started. 114 more to go!
3 Jul 2026 05:27:21 KST [Local batch simulation controller] Job LHS-000036 started. 113 more to go!
3 Jul 2026 05:27:22 KST [Local batch simulation controller] Job LHS-000037 started. 112 more to go!
3 Jul 2026 05:27:22 KST [Local batch simulation controller] Job LHS-000038 started. 111 more to go!
3 Jul 2026 05:27:24 KST [Local batch simulation controller] Job LHS-000039 started. 110 more to go!
3 Jul 2026 05:46:29 KST [Local batch simulation controller] Job LHS-000040 started. 109 more to go!
3 Jul 2026 05:46:29 KST [Local batch simulation controller] Job LHS-000041 started. 108 more to go!
3 Jul 2026 05:46:30 KST [Local batch simulation controller] Job LHS-000042 started. 107 more to go!
3 Jul 2026 05:46:30 KST [Local batch simulation controller] Job LHS-000043 started. 106 more to go!
3 Jul 2026 05:46:30 KST [Local batch simulation controller] Job LHS-000044 started. 105 more to go!
3 Jul 2026 05:46:30 KST [Local batch simulation controller] Job LHS-000045 started. 104 more to go!
3 Jul 2026 05:46:30 KST [Local batch simulation controller] Job LHS-000046 started. 103 more to go!
3 Jul 2026 05:46:30 KST [Local batch simulation controller] Job LHS-000047 started. 102 more to go!
3 Jul 2026 05:46:30 KST [Local batch simulation controller] Job LHS-000048 started. 101 more to go!
3 Jul 2026 05:46:30 KST [Local batch simulation controller] Job LHS-000049 started. 100 more to go!
3 Jul 2026 05:46:30 KST [Local batch simulation controller] Job LHS-000050 started. 99 more to go!
3 Jul 2026 05:46:30 KST [Local batch simulation controller] Job LHS-000051 started. 98 more to go!
3 Jul 2026 05:46:31 KST [Local batch simulation controller] Job LHS-000052 started. 97 more to go!
3 Jul 2026 05:46:31 KST [Local batch simulation controller] Job LHS-000053 started. 96 more to go!
3 Jul 2026 05:46:31 KST [Local batch simulation controller] Job LHS-000054 started. 95 more to go!
3 Jul 2026 05:46:31 KST [Local batch simulation controller] Job LHS-000055 started. 94 more to go!
3 Jul 2026 05:46:31 KST [Local batch simulation controller] Job LHS-000056 started. 93 more to go!
3 Jul 2026 05:46:31 KST [Local batch simulation controller] Job LHS-000057 started. 92 more to go!
3 Jul 2026 05:46:31 KST [Local batch simulation controller] Job LHS-000058 started. 91 more to go!
3 Jul 2026 05:46:31 KST [Local batch simulation controller] Job LHS-000059 started. 90 more to go!
3 Jul 2026 05:46:31 KST [Local batch simulation controller] Job LHS-000060 started. 89 more to go!
3 Jul 2026 05:46:32 KST [Local batch simulation controller] Job LHS-000061 started. 88 more to go!
3 Jul 2026 05:46:32 KST [Local batch simulation controller] Job LHS-000062 started. 87 more to go!
3 Jul 2026 05:46:32 KST [Local batch simulation controller] Job LHS-000063 started. 86 more to go!
3 Jul 2026 05:46:32 KST [Local batch simulation controller] Job LHS-000064 started. 85 more to go!
3 Jul 2026 05:46:32 KST [Local batch simulation controller] Job LHS-000065 started. 84 more to go!
3 Jul 2026 05:46:32 KST [Local batch simulation controller] Job LHS-000066 started. 83 more to go!
3 Jul 2026 05:46:32 KST [Local batch simulation controller] Job LHS-000067 started. 82 more to go!
3 Jul 2026 06:08:52 KST [Local batch simulation controller] Job LHS-000068 started. 81 more to go!
3 Jul 2026 06:08:52 KST [Local batch simulation controller] Job LHS-000069 started. 80 more to go!
3 Jul 2026 06:08:52 KST [Local batch simulation controller] Job LHS-000070 started. 79 more to go!
3 Jul 2026 06:08:52 KST [Local batch simulation controller] Job LHS-000071 started. 78 more to go!
3 Jul 2026 06:08:52 KST [Local batch simulation controller] Job LHS-000072 started. 77 more to go!
3 Jul 2026 06:08:52 KST [Local batch simulation controller] Job LHS-000073 started. 76 more to go!
3 Jul 2026 06:08:52 KST [Local batch simulation controller] Job LHS-000074 started. 75 more to go!
3 Jul 2026 06:08:52 KST [Local batch simulation controller] Job LHS-000075 started. 74 more to go!
3 Jul 2026 06:08:52 KST [Local batch simulation controller] Job LHS-000076 started. 73 more to go!
3 Jul 2026 06:08:53 KST [Local batch simulation controller] Job LHS-000077 started. 72 more to go!
3 Jul 2026 06:08:53 KST [Local batch simulation controller] Job LHS-000078 started. 71 more to go!
3 Jul 2026 06:08:53 KST [Local batch simulation controller] Job LHS-000079 started. 70 more to go!
3 Jul 2026 06:08:53 KST [Local batch simulation controller] Job LHS-000080 started. 69 more to go!
3 Jul 2026 06:08:53 KST [Local batch simulation controller] Job LHS-000081 started. 68 more to go!
3 Jul 2026 06:08:53 KST [Local batch simulation controller] Job LHS-000082 started. 67 more to go!
3 Jul 2026 06:08:53 KST [Local batch simulation controller] Job LHS-000083 started. 66 more to go!
3 Jul 2026 06:08:53 KST [Local batch simulation controller] Job LHS-000084 started. 65 more to go!
3 Jul 2026 06:08:53 KST [Local batch simulation controller] Job LHS-000085 started. 64 more to go!
3 Jul 2026 06:08:54 KST [Local batch simulation controller] Job LHS-000086 started. 63 more to go!
3 Jul 2026 06:08:54 KST [Local batch simulation controller] Job LHS-000087 started. 62 more to go!
3 Jul 2026 06:08:54 KST [Local batch simulation controller] Job LHS-000088 started. 61 more to go!
3 Jul 2026 06:08:54 KST [Local batch simulation controller] Job LHS-000089 started. 60 more to go!
3 Jul 2026 06:08:54 KST [Local batch simulation controller] Job LHS-000090 started. 59 more to go!
3 Jul 2026 06:08:54 KST [Local batch simulation controller] Job LHS-000091 started. 58 more to go!
3 Jul 2026 06:08:54 KST [Local batch simulation controller] Job LHS-000092 started. 57 more to go!
3 Jul 2026 06:08:54 KST [Local batch simulation controller] Job LHS-000093 started. 56 more to go!
3 Jul 2026 06:08:54 KST [Local batch simulation controller] Job LHS-000094 started. 55 more to go!
3 Jul 2026 06:08:54 KST [Local batch simulation controller] Job LHS-000095 started. 54 more to go!
3 Jul 2026 06:12:25 KST [Local batch simulation controller] Job LHS-000096 started. 53 more to go!
3 Jul 2026 06:12:25 KST [Local batch simulation controller] Job LHS-000097 started. 52 more to go!
3 Jul 2026 06:12:26 KST [Local batch simulation controller] Job LHS-000098 started. 51 more to go!
3 Jul 2026 06:12:26 KST [Local batch simulation controller] Job LHS-000099 started. 50 more to go!
3 Jul 2026 06:12:26 KST [Local batch simulation controller] Job LHS-000100 started. 49 more to go!
3 Jul 2026 06:12:26 KST [Local batch simulation controller] Job LHS-000101 started. 48 more to go!
3 Jul 2026 06:12:26 KST [Local batch simulation controller] Job LHS-000102 started. 47 more to go!
3 Jul 2026 06:12:26 KST [Local batch simulation controller] Job LHS-000103 started. 46 more to go!
3 Jul 2026 06:12:26 KST [Local batch simulation controller] Job LHS-000104 started. 45 more to go!
3 Jul 2026 06:12:26 KST [Local batch simulation controller] Job LHS-000105 started. 44 more to go!
3 Jul 2026 06:12:26 KST [Local batch simulation controller] Job LHS-000106 started. 43 more to go!
3 Jul 2026 06:12:27 KST [Local batch simulation controller] Job LHS-000107 started. 42 more to go!
3 Jul 2026 06:12:27 KST [Local batch simulation controller] Job LHS-000108 started. 41 more to go!
3 Jul 2026 06:12:27 KST [Local batch simulation controller] Job LHS-000109 started. 40 more to go!
3 Jul 2026 06:12:27 KST [Local batch simulation controller] Job LHS-000110 started. 39 more to go!
3 Jul 2026 06:12:27 KST [Local batch simulation controller] Job LHS-000111 started. 38 more to go!
3 Jul 2026 06:12:27 KST [Local batch simulation controller] Job LHS-000112 started. 37 more to go!
3 Jul 2026 06:12:27 KST [Local batch simulation controller] Job LHS-000113 started. 36 more to go!
3 Jul 2026 06:12:27 KST [Local batch simulation controller] Job LHS-000114 started. 35 more to go!
3 Jul 2026 06:12:28 KST [Local batch simulation controller] Job LHS-000115 started. 34 more to go!
3 Jul 2026 06:12:28 KST [Local batch simulation controller] Job LHS-000116 started. 33 more to go!
3 Jul 2026 06:12:34 KST [Local batch simulation controller] Job LHS-000117 started. 32 more to go!
3 Jul 2026 06:12:36 KST [Local batch simulation controller] Job LHS-000118 started. 31 more to go!
3 Jul 2026 06:12:37 KST [Local batch simulation controller] Job LHS-000119 started. 30 more to go!
3 Jul 2026 06:12:41 KST [Local batch simulation controller] Job LHS-000120 started. 29 more to go!
3 Jul 2026 06:12:43 KST [Local batch simulation controller] Job LHS-000121 started. 28 more to go!
3 Jul 2026 06:12:47 KST [Local batch simulation controller] Job LHS-000122 started. 27 more to go!
3 Jul 2026 06:12:56 KST [Local batch simulation controller] Job LHS-000123 started. 26 more to go!
3 Jul 2026 06:14:57 KST [Local batch simulation controller] Job LHS-000124 started. 25 more to go!
3 Jul 2026 06:15:04 KST [Local batch simulation controller] Job LHS-000125 started. 24 more to go!
3 Jul 2026 06:15:27 KST [Local batch simulation controller] Job LHS-000126 started. 23 more to go!
3 Jul 2026 06:15:31 KST [Local batch simulation controller] Job LHS-000127 started. 22 more to go!
3 Jul 2026 06:15:34 KST [Local batch simulation controller] Job LHS-000128 started. 21 more to go!
3 Jul 2026 06:15:36 KST [Local batch simulation controller] Job LHS-000129 started. 20 more to go!
3 Jul 2026 06:15:37 KST [Local batch simulation controller] Job LHS-000130 started. 19 more to go!
3 Jul 2026 06:15:37 KST [Local batch simulation controller] Job LHS-000131 started. 18 more to go!
3 Jul 2026 06:15:37 KST [Local batch simulation controller] Job LHS-000132 started. 17 more to go!
3 Jul 2026 06:15:40 KST [Local batch simulation controller] Job LHS-000133 started. 16 more to go!
3 Jul 2026 06:15:41 KST [Local batch simulation controller] Job LHS-000134 started. 15 more to go!
3 Jul 2026 06:15:42 KST [Local batch simulation controller] Job LHS-000135 started. 14 more to go!
3 Jul 2026 06:15:45 KST [Local batch simulation controller] Job LHS-000136 started. 13 more to go!
3 Jul 2026 06:15:48 KST [Local batch simulation controller] Job LHS-000137 started. 12 more to go!
3 Jul 2026 06:15:49 KST [Local batch simulation controller] Job LHS-000138 started. 11 more to go!
3 Jul 2026 06:15:53 KST [Local batch simulation controller] Job LHS-000139 started. 10 more to go!
3 Jul 2026 06:15:54 KST [Local batch simulation controller] Job LHS-000140 started. 9 more to go!
3 Jul 2026 06:15:54 KST [Local batch simulation controller] Job LHS-000141 started. 8 more to go!
3 Jul 2026 06:15:56 KST [Local batch simulation controller] Job LHS-000142 started. 7 more to go!
3 Jul 2026 06:15:56 KST [Local batch simulation controller] Job LHS-000143 started. 6 more to go!
3 Jul 2026 06:15:57 KST [Local batch simulation controller] Job LHS-000144 started. 5 more to go!
3 Jul 2026 06:15:57 KST [Local batch simulation controller] Job LHS-000145 started. 4 more to go!
3 Jul 2026 06:16:00 KST [Local batch simulation controller] Job LHS-000146 started. 3 more to go!
3 Jul 2026 06:16:02 KST [Local batch simulation controller] Job LHS-000147 started. 2 more to go!
3 Jul 2026 06:16:05 KST [Local batch simulation controller] Job LHS-000148 started. 1 more to go!
3 Jul 2026 06:16:13 KST [Local batch simulation controller] Job LHS-000149 started. 0 more to go!
3 Jul 2026 06:16:13 KST [Local batch simulation controller] Nearly there ...
3 Jul 2026 06:18:58 KST [Local batch simulation controller] Local batch simulation controller is FINISHED [Que=0, Run=0, Fin=150]
3 Jul 2026 06:18:58 KST [Local batch simulation controller] Local agent stopped.
3 Jul 2026 06:18:58 KST [Local batch simulation controller] Collecting results ...
3 Jul 2026 06:18:59 KST [Local batch simulation controller] Standard report collector collected 150 simulation reports in D:\1. Research\0. CONFERENCE PAPER\2026.09_ICAE2026\3. DATA_CODE\CODE\data\jEPlus-LHS\0_Test\0_LHS external test\RunTimes.csv
3 Jul 2026 06:18:59 KST [Local batch simulation controller] Standard report collector collected job index table in D:\1. Research\0. CONFERENCE PAPER\2026.09_ICAE2026\3. DATA_CODE\CODE\data\jEPlus-LHS\0_Test\0_LHS external test\SimJobIndex.csv
3 Jul 2026 06:19:02 KST [Local batch simulation controller] Combined result table AllCombinedResults.csv is created.
3 Jul 2026 06:19:02 KST [Local batch simulation controller] Derivative result table AllDerivedResults.csv is created.
3 Jul 2026 06:19:02 KST [Local batch simulation controller] All done!
3 Jul 2026 06:19:02 KST [Local batch simulation controller] Simulation finished at: Fri, 3 Jul 2026 06:19:02
3 Jul 2026 06:19:02 KST [Local batch simulation controller] Total execution time = 3260 seconds.
Validating jobs. Hang on ...
Validation successful!
Validation result: pass
Warning: no report variable is defined. This project may not work with jEPlus+EA.
Jobs are compiled from 1 models and 1 weather files, with the following
Parameter Chains:
P1("@@P1_Wall_R@@") --> P2("@@P2_Roof_R@@") --> P3("@@P3_Roof_Abs@@") --> P4("@@P4_U@@¦@@P4_SHGC@@¦@@P4_VT@@") --> P5("@@P5_COP@@") --> P6("@@P6_ClgSetp@@") --> P7("@@P7_LPD@@") --> 62500 jobs
62,500 jobs have been identified in total.
Simulation work directories and results will be stored in: D:\1. Research\0. CONFERENCE PAPER\2026.09_ICAE2026\3. DATA_CODE\CODE\data\jEPlus-LHS\0_Test\0_LHS external test\2\
A LHS sample of 150 jobs has started ...
3 Jul 2026 06:27:10 KST [Local batch simulation controller] Writing job lists to D:\1. Research\0. CONFERENCE PAPER\2026.09_ICAE2026\3. DATA_CODE\CODE\data\jEPlus-LHS\joblist_out.csv
3 Jul 2026 06:27:10 KST [Local batch simulation controller] Job LHS-000000 started. 149 more to go!
3 Jul 2026 06:27:11 KST [Local batch simulation controller] Job LHS-000001 started. 148 more to go!
3 Jul 2026 06:27:11 KST [Local batch simulation controller] Job LHS-000002 started. 147 more to go!
3 Jul 2026 06:27:11 KST [Local batch simulation controller] Job LHS-000003 started. 146 more to go!
3 Jul 2026 06:27:11 KST [Local batch simulation controller] Job LHS-000004 started. 145 more to go!
3 Jul 2026 06:27:11 KST [Local batch simulation controller] Job LHS-000005 started. 144 more to go!
3 Jul 2026 06:27:12 KST [Local batch simulation controller] Job LHS-000006 started. 143 more to go!
3 Jul 2026 06:27:12 KST [Local batch simulation controller] Job LHS-000007 started. 142 more to go!
3 Jul 2026 06:27:12 KST [Local batch simulation controller] Job LHS-000008 started. 141 more to go!
3 Jul 2026 06:27:12 KST [Local batch simulation controller] Job LHS-000009 started. 140 more to go!
3 Jul 2026 06:27:12 KST [Local batch simulation controller] Job LHS-000010 started. 139 more to go!
3 Jul 2026 06:27:12 KST [Local batch simulation controller] Job LHS-000011 started. 138 more to go!
3 Jul 2026 06:27:12 KST [Local batch simulation controller] Job LHS-000012 started. 137 more to go!
3 Jul 2026 06:27:12 KST [Local batch simulation controller] Job LHS-000013 started. 136 more to go!
3 Jul 2026 06:27:12 KST [Local batch simulation controller] Job LHS-000014 started. 135 more to go!
3 Jul 2026 06:27:13 KST [Local batch simulation controller] Job LHS-000015 started. 134 more to go!
3 Jul 2026 06:27:13 KST [Local batch simulation controller] Job LHS-000016 started. 133 more to go!
3 Jul 2026 06:27:13 KST [Local batch simulation controller] Job LHS-000017 started. 132 more to go!
3 Jul 2026 06:27:13 KST [Local batch simulation controller] Job LHS-000018 started. 131 more to go!
3 Jul 2026 06:27:13 KST [Local batch simulation controller] Job LHS-000019 started. 130 more to go!
3 Jul 2026 06:27:13 KST [Local batch simulation controller] Job LHS-000020 started. 129 more to go!
3 Jul 2026 06:27:13 KST [Local batch simulation controller] Job LHS-000021 started. 128 more to go!
3 Jul 2026 06:27:13 KST [Local batch simulation controller] Job LHS-000022 started. 127 more to go!
3 Jul 2026 06:27:13 KST [Local batch simulation controller] Job LHS-000023 started. 126 more to go!
3 Jul 2026 06:27:14 KST [Local batch simulation controller] Job LHS-000024 started. 125 more to go!
3 Jul 2026 06:27:14 KST [Local batch simulation controller] Job LHS-000025 started. 124 more to go!
3 Jul 2026 06:27:14 KST [Local batch simulation controller] Job LHS-000026 started. 123 more to go!
3 Jul 2026 06:27:14 KST [Local batch simulation controller] Job LHS-000027 started. 122 more to go!
3 Jul 2026 06:28:40 KST [Local batch simulation controller] Job LHS-000028 started. 121 more to go!
3 Jul 2026 06:28:46 KST [Local batch simulation controller] Job LHS-000029 started. 120 more to go!
3 Jul 2026 06:28:46 KST [Local batch simulation controller] Job LHS-000030 started. 119 more to go!
3 Jul 2026 06:28:48 KST [Local batch simulation controller] Job LHS-000031 started. 118 more to go!
3 Jul 2026 06:28:48 KST [Local batch simulation controller] Job LHS-000032 started. 117 more to go!
3 Jul 2026 06:28:52 KST [Local batch simulation controller] Job LHS-000033 started. 116 more to go!
3 Jul 2026 06:28:56 KST [Local batch simulation controller] Job LHS-000034 started. 115 more to go!
3 Jul 2026 06:28:58 KST [Local batch simulation controller] Job LHS-000035 started. 114 more to go!
3 Jul 2026 06:29:00 KST [Local batch simulation controller] Job LHS-000036 started. 113 more to go!
3 Jul 2026 06:29:01 KST [Local batch simulation controller] Job LHS-000037 started. 112 more to go!
3 Jul 2026 06:29:02 KST [Local batch simulation controller] Job LHS-000038 started. 111 more to go!
3 Jul 2026 06:29:02 KST [Local batch simulation controller] Job LHS-000039 started. 110 more to go!
3 Jul 2026 06:29:02 KST [Local batch simulation controller] Job LHS-000040 started. 109 more to go!
3 Jul 2026 06:29:03 KST [Local batch simulation controller] Job LHS-000041 started. 108 more to go!
3 Jul 2026 06:29:03 KST [Local batch simulation controller] Job LHS-000042 started. 107 more to go!
3 Jul 2026 06:29:03 KST [Local batch simulation controller] Job LHS-000043 started. 106 more to go!
3 Jul 2026 06:29:03 KST [Local batch simulation controller] Job LHS-000044 started. 105 more to go!
3 Jul 2026 06:29:05 KST [Local batch simulation controller] Job LHS-000045 started. 104 more to go!
3 Jul 2026 06:29:06 KST [Local batch simulation controller] Job LHS-000046 started. 103 more to go!
3 Jul 2026 06:29:06 KST [Local batch simulation controller] Job LHS-000047 started. 102 more to go!
3 Jul 2026 06:29:08 KST [Local batch simulation controller] Job LHS-000048 started. 101 more to go!
3 Jul 2026 06:29:10 KST [Local batch simulation controller] Job LHS-000049 started. 100 more to go!
3 Jul 2026 06:29:11 KST [Local batch simulation controller] Job LHS-000050 started. 99 more to go!
3 Jul 2026 06:29:12 KST [Local batch simulation controller] Job LHS-000051 started. 98 more to go!
3 Jul 2026 06:29:12 KST [Local batch simulation controller] Job LHS-000052 started. 97 more to go!
3 Jul 2026 06:29:13 KST [Local batch simulation controller] Job LHS-000053 started. 96 more to go!
3 Jul 2026 06:29:18 KST [Local batch simulation controller] Job LHS-000054 started. 95 more to go!
3 Jul 2026 06:29:26 KST [Local batch simulation controller] Job LHS-000055 started. 94 more to go!
3 Jul 2026 06:31:04 KST [Local batch simulation controller] Job LHS-000056 started. 93 more to go!
3 Jul 2026 06:31:07 KST [Local batch simulation controller] Job LHS-000057 started. 92 more to go!
3 Jul 2026 06:31:21 KST [Local batch simulation controller] Job LHS-000058 started. 91 more to go!
3 Jul 2026 06:31:22 KST [Local batch simulation controller] Job LHS-000059 started. 90 more to go!
3 Jul 2026 06:31:36 KST [Local batch simulation controller] Job LHS-000060 started. 89 more to go!
3 Jul 2026 06:31:39 KST [Local batch simulation controller] Job LHS-000061 started. 88 more to go!
3 Jul 2026 06:31:43 KST [Local batch simulation controller] Job LHS-000062 started. 87 more to go!
3 Jul 2026 06:31:54 KST [Local batch simulation controller] Job LHS-000063 started. 86 more to go!
3 Jul 2026 06:31:54 KST [Local batch simulation controller] Job LHS-000064 started. 85 more to go!
3 Jul 2026 06:32:01 KST [Local batch simulation controller] Job LHS-000065 started. 84 more to go!
3 Jul 2026 06:32:01 KST [Local batch simulation controller] Job LHS-000066 started. 83 more to go!
3 Jul 2026 06:32:04 KST [Local batch simulation controller] Job LHS-000067 started. 82 more to go!
3 Jul 2026 06:32:08 KST [Local batch simulation controller] Job LHS-000068 started. 81 more to go!
3 Jul 2026 06:32:08 KST [Local batch simulation controller] Job LHS-000069 started. 80 more to go!
3 Jul 2026 06:32:09 KST [Local batch simulation controller] Job LHS-000070 started. 79 more to go!
3 Jul 2026 06:32:10 KST [Local batch simulation controller] Job LHS-000071 started. 78 more to go!
3 Jul 2026 06:32:12 KST [Local batch simulation controller] Job LHS-000072 started. 77 more to go!
3 Jul 2026 06:32:14 KST [Local batch simulation controller] Job LHS-000073 started. 76 more to go!
3 Jul 2026 06:32:18 KST [Local batch simulation controller] Job LHS-000074 started. 75 more to go!
3 Jul 2026 06:32:27 KST [Local batch simulation controller] Job LHS-000075 started. 74 more to go!
3 Jul 2026 06:32:32 KST [Local batch simulation controller] Job LHS-000076 started. 73 more to go!
3 Jul 2026 06:32:32 KST [Local batch simulation controller] Job LHS-000077 started. 72 more to go!
3 Jul 2026 06:32:32 KST [Local batch simulation controller] Job LHS-000078 started. 71 more to go!
3 Jul 2026 06:32:33 KST [Local batch simulation controller] Job LHS-000079 started. 70 more to go!
3 Jul 2026 06:32:39 KST [Local batch simulation controller] Job LHS-000080 started. 69 more to go!
3 Jul 2026 06:32:42 KST [Local batch simulation controller] Job LHS-000081 started. 68 more to go!
3 Jul 2026 06:32:52 KST [Local batch simulation controller] Job LHS-000082 started. 67 more to go!
3 Jul 2026 06:32:56 KST [Local batch simulation controller] Job LHS-000083 started. 66 more to go!
3 Jul 2026 06:33:26 KST [Local batch simulation controller] Job LHS-000084 started. 65 more to go!
3 Jul 2026 06:33:51 KST [Local batch simulation controller] Job LHS-000085 started. 64 more to go!
3 Jul 2026 06:33:53 KST [Local batch simulation controller] Job LHS-000086 started. 63 more to go!
3 Jul 2026 06:34:00 KST [Local batch simulation controller] Job LHS-000087 started. 62 more to go!
3 Jul 2026 06:34:03 KST [Local batch simulation controller] Job LHS-000088 started. 61 more to go!
3 Jul 2026 06:34:04 KST [Local batch simulation controller] Job LHS-000089 started. 60 more to go!
3 Jul 2026 06:34:06 KST [Local batch simulation controller] Job LHS-000090 started. 59 more to go!
3 Jul 2026 06:34:06 KST [Local batch simulation controller] Job LHS-000091 started. 58 more to go!
3 Jul 2026 06:34:07 KST [Local batch simulation controller] Job LHS-000092 started. 57 more to go!
3 Jul 2026 06:34:08 KST [Local batch simulation controller] Job LHS-000093 started. 56 more to go!
3 Jul 2026 06:34:09 KST [Local batch simulation controller] Job LHS-000094 started. 55 more to go!
3 Jul 2026 06:34:11 KST [Local batch simulation controller] Job LHS-000095 started. 54 more to go!
3 Jul 2026 06:34:11 KST [Local batch simulation controller] Job LHS-000096 started. 53 more to go!
3 Jul 2026 06:34:16 KST [Local batch simulation controller] Job LHS-000097 started. 52 more to go!
3 Jul 2026 06:34:20 KST [Local batch simulation controller] Job LHS-000098 started. 51 more to go!
3 Jul 2026 06:34:21 KST [Local batch simulation controller] Job LHS-000099 started. 50 more to go!
3 Jul 2026 06:34:24 KST [Local batch simulation controller] Job LHS-000100 started. 49 more to go!
3 Jul 2026 06:34:27 KST [Local batch simulation controller] Job LHS-000101 started. 48 more to go!
3 Jul 2026 06:34:27 KST [Local batch simulation controller] Job LHS-000102 started. 47 more to go!
3 Jul 2026 06:34:28 KST [Local batch simulation controller] Job LHS-000103 started. 46 more to go!
3 Jul 2026 06:34:29 KST [Local batch simulation controller] Job LHS-000104 started. 45 more to go!
3 Jul 2026 06:34:29 KST [Local batch simulation controller] Job LHS-000105 started. 44 more to go!
3 Jul 2026 06:34:30 KST [Local batch simulation controller] Job LHS-000106 started. 43 more to go!
3 Jul 2026 06:34:32 KST [Local batch simulation controller] Job LHS-000107 started. 42 more to go!
3 Jul 2026 06:34:39 KST [Local batch simulation controller] Job LHS-000108 started. 41 more to go!
3 Jul 2026 06:34:46 KST [Local batch simulation controller] Job LHS-000109 started. 40 more to go!
3 Jul 2026 06:34:47 KST [Local batch simulation controller] Job LHS-000110 started. 39 more to go!
3 Jul 2026 06:35:01 KST [Local batch simulation controller] Job LHS-000111 started. 38 more to go!
3 Jul 2026 06:35:14 KST [Local batch simulation controller] Job LHS-000112 started. 37 more to go!
3 Jul 2026 06:35:31 KST [Local batch simulation controller] Job LHS-000113 started. 36 more to go!
3 Jul 2026 06:35:41 KST [Local batch simulation controller] Job LHS-000114 started. 35 more to go!
3 Jul 2026 06:35:49 KST [Local batch simulation controller] Job LHS-000115 started. 34 more to go!
3 Jul 2026 06:35:51 KST [Local batch simulation controller] Job LHS-000116 started. 33 more to go!
3 Jul 2026 06:35:53 KST [Local batch simulation controller] Job LHS-000117 started. 32 more to go!
3 Jul 2026 06:35:55 KST [Local batch simulation controller] Job LHS-000118 started. 31 more to go!
3 Jul 2026 06:35:57 KST [Local batch simulation controller] Job LHS-000119 started. 30 more to go!
3 Jul 2026 06:35:59 KST [Local batch simulation controller] Job LHS-000120 started. 29 more to go!
3 Jul 2026 06:35:59 KST [Local batch simulation controller] Job LHS-000121 started. 28 more to go!
3 Jul 2026 06:36:01 KST [Local batch simulation controller] Job LHS-000122 started. 27 more to go!
3 Jul 2026 06:36:04 KST [Local batch simulation controller] Job LHS-000123 started. 26 more to go!
3 Jul 2026 06:36:07 KST [Local batch simulation controller] Job LHS-000124 started. 25 more to go!
3 Jul 2026 06:36:07 KST [Local batch simulation controller] Job LHS-000125 started. 24 more to go!
3 Jul 2026 06:36:07 KST [Local batch simulation controller] Job LHS-000126 started. 23 more to go!
3 Jul 2026 06:36:10 KST [Local batch simulation controller] Job LHS-000127 started. 22 more to go!
3 Jul 2026 06:36:10 KST [Local batch simulation controller] Job LHS-000128 started. 21 more to go!
3 Jul 2026 06:36:15 KST [Local batch simulation controller] Job LHS-000129 started. 20 more to go!
3 Jul 2026 06:36:16 KST [Local batch simulation controller] Job LHS-000130 started. 19 more to go!
3 Jul 2026 06:36:23 KST [Local batch simulation controller] Job LHS-000131 started. 18 more to go!
3 Jul 2026 06:36:25 KST [Local batch simulation controller] Job LHS-000132 started. 17 more to go!
3 Jul 2026 06:36:26 KST [Local batch simulation controller] Job LHS-000133 started. 16 more to go!
3 Jul 2026 06:36:33 KST [Local batch simulation controller] Job LHS-000134 started. 15 more to go!
3 Jul 2026 06:36:34 KST [Local batch simulation controller] Job LHS-000135 started. 14 more to go!
3 Jul 2026 06:36:37 KST [Local batch simulation controller] Job LHS-000136 started. 13 more to go!
3 Jul 2026 06:36:40 KST [Local batch simulation controller] Job LHS-000137 started. 12 more to go!
3 Jul 2026 06:36:56 KST [Local batch simulation controller] Job LHS-000138 started. 11 more to go!
3 Jul 2026 06:36:57 KST [Local batch simulation controller] Job LHS-000139 started. 10 more to go!
3 Jul 2026 06:37:02 KST [Local batch simulation controller] Job LHS-000140 started. 9 more to go!
3 Jul 2026 06:37:41 KST [Local batch simulation controller] Job LHS-000141 started. 8 more to go!
3 Jul 2026 06:37:56 KST [Local batch simulation controller] Job LHS-000142 started. 7 more to go!
3 Jul 2026 06:37:57 KST [Local batch simulation controller] Job LHS-000143 started. 6 more to go!
3 Jul 2026 06:38:03 KST [Local batch simulation controller] Job LHS-000144 started. 5 more to go!
3 Jul 2026 06:38:06 KST [Local batch simulation controller] Job LHS-000145 started. 4 more to go!
3 Jul 2026 06:38:10 KST [Local batch simulation controller] Job LHS-000146 started. 3 more to go!
3 Jul 2026 06:38:15 KST [Local batch simulation controller] Job LHS-000147 started. 2 more to go!
3 Jul 2026 06:38:22 KST [Local batch simulation controller] Job LHS-000148 started. 1 more to go!
3 Jul 2026 06:38:23 KST [Local batch simulation controller] Job LHS-000149 started. 0 more to go!
3 Jul 2026 06:38:23 KST [Local batch simulation controller] Nearly there ...
3 Jul 2026 06:39:34 KST [Local batch simulation controller] Local batch simulation controller is FINISHED [Que=0, Run=0, Fin=150]
3 Jul 2026 06:39:34 KST [Local batch simulation controller] Local agent stopped.
3 Jul 2026 06:39:34 KST [Local batch simulation controller] Collecting results ...
3 Jul 2026 06:39:34 KST [Local batch simulation controller] Standard report collector collected 150 simulation reports in D:\1. Research\0. CONFERENCE PAPER\2026.09_ICAE2026\3. DATA_CODE\CODE\data\jEPlus-LHS\0_Test\0_LHS external test\2\RunTimes.csv
3 Jul 2026 06:39:34 KST [Local batch simulation controller] Standard report collector collected job index table in D:\1. Research\0. CONFERENCE PAPER\2026.09_ICAE2026\3. DATA_CODE\CODE\data\jEPlus-LHS\0_Test\0_LHS external test\2\SimJobIndex.csv
3 Jul 2026 06:39:37 KST [Local batch simulation controller] Combined result table AllCombinedResults.csv is created.
3 Jul 2026 06:39:37 KST [Local batch simulation controller] Derivative result table AllDerivedResults.csv is created.
3 Jul 2026 06:39:37 KST [Local batch simulation controller] All done!
3 Jul 2026 06:39:37 KST [Local batch simulation controller] Simulation finished at: Fri, 3 Jul 2026 06:39:37
3 Jul 2026 06:39:37 KST [Local batch simulation controller] Total execution time = 746 seconds.
The project contains:
D:\1. Research\0. CONFERENCE PAPER\2026.09_ICAE2026\3. DATA_CODE\CODE\data\energy_models\ASHRAE901_OfficeMedium_STD2019_HoChiMinh.idf
D:\1. Research\0. CONFERENCE PAPER\2026.09_ICAE2026\3. DATA_CODE\jEPlus-LHS\my_results.rvi
Validating jobs. Hang on ...
Validation successful!
Validation result: pass
Warning: no report variable is defined. This project may not work with jEPlus+EA.
Jobs are compiled from 1 models and 1 weather files, with the following
Parameter Chains:
P1("@@P1_Wall_R@@") --> P2("@@P2_Roof_R@@") --> P3("@@P3_Roof_Abs@@") --> P4("@@P4_U@@¦@@P4_SHGC@@¦@@P4_VT@@") --> P5("@@P5_COP@@") --> P6("@@P6_ClgSetp@@") --> P7("@@P7_LPD@@") --> 62500 jobs
62,500 jobs have been identified in total.
Simulation work directories and results will be stored in: D:\1. Research\0. CONFERENCE PAPER\2026.09_ICAE2026\3. DATA_CODE\CODE\data\jEPlus-LHS\0_Test\0_LHS external test\2\5\
Validating jobs. Hang on ...
Validation successful!
Validation result: pass
Warning: no report variable is defined. This project may not work with jEPlus+EA.
Jobs are compiled from 1 models and 1 weather files, with the following
Parameter Chains:
P1("@@P1_Wall_R@@") --> P2("@@P2_Roof_R@@") --> P3("@@P3_Roof_Abs@@") --> P4("@@P4_U@@¦@@P4_SHGC@@¦@@P4_VT@@") --> P5("@@P5_COP@@") --> P6("@@P6_ClgSetp@@") --> P7("@@P7_LPD@@") --> 62500 jobs
62,500 jobs have been identified in total.
Simulation work directories and results will be stored in: D:\1. Research\0. CONFERENCE PAPER\2026.09_ICAE2026\3. DATA_CODE\CODE\data\jEPlus-LHS\0_Test\0_LHS external test\2\5\
A LHS sample of 150 jobs has started ...
3 Jul 2026 06:45:29 KST [Local batch simulation controller] Writing job lists to D:\1. Research\0. CONFERENCE PAPER\2026.09_ICAE2026\3. DATA_CODE\CODE\data\jEPlus-LHS\joblist_out.csv
3 Jul 2026 06:45:29 KST [Local batch simulation controller] Job LHS-000000 started. 149 more to go!
3 Jul 2026 06:45:29 KST [Local batch simulation controller] Job LHS-000001 started. 148 more to go!
3 Jul 2026 06:45:30 KST [Local batch simulation controller] Job LHS-000002 started. 147 more to go!
3 Jul 2026 06:45:30 KST [Local batch simulation controller] Job LHS-000003 started. 146 more to go!
3 Jul 2026 06:45:30 KST [Local batch simulation controller] Job LHS-000004 started. 145 more to go!
3 Jul 2026 06:45:30 KST [Local batch simulation controller] Job LHS-000005 started. 144 more to go!
3 Jul 2026 06:45:30 KST [Local batch simulation controller] Job LHS-000006 started. 143 more to go!
3 Jul 2026 06:45:30 KST [Local batch simulation controller] Job LHS-000007 started. 142 more to go!
3 Jul 2026 06:45:30 KST [Local batch simulation controller] Job LHS-000008 started. 141 more to go!
3 Jul 2026 06:45:31 KST [Local batch simulation controller] Job LHS-000009 started. 140 more to go!
3 Jul 2026 06:45:31 KST [Local batch simulation controller] Job LHS-000010 started. 139 more to go!
3 Jul 2026 06:45:31 KST [Local batch simulation controller] Job LHS-000011 started. 138 more to go!
3 Jul 2026 06:45:31 KST [Local batch simulation controller] Job LHS-000012 started. 137 more to go!
3 Jul 2026 06:45:31 KST [Local batch simulation controller] Job LHS-000013 started. 136 more to go!
3 Jul 2026 06:45:31 KST [Local batch simulation controller] Job LHS-000014 started. 135 more to go!
3 Jul 2026 06:45:31 KST [Local batch simulation controller] Job LHS-000015 started. 134 more to go!
3 Jul 2026 06:45:31 KST [Local batch simulation controller] Job LHS-000016 started. 133 more to go!
3 Jul 2026 06:45:31 KST [Local batch simulation controller] Job LHS-000017 started. 132 more to go!
3 Jul 2026 06:45:31 KST [Local batch simulation controller] Job LHS-000018 started. 131 more to go!
3 Jul 2026 06:45:32 KST [Local batch simulation controller] Job LHS-000019 started. 130 more to go!
3 Jul 2026 06:45:32 KST [Local batch simulation controller] Job LHS-000020 started. 129 more to go!
3 Jul 2026 06:45:32 KST [Local batch simulation controller] Job LHS-000021 started. 128 more to go!
3 Jul 2026 06:45:32 KST [Local batch simulation controller] Job LHS-000022 started. 127 more to go!
3 Jul 2026 06:45:32 KST [Local batch simulation controller] Job LHS-000023 started. 126 more to go!
3 Jul 2026 06:45:32 KST [Local batch simulation controller] Job LHS-000024 started. 125 more to go!
3 Jul 2026 06:45:32 KST [Local batch simulation controller] Job LHS-000025 started. 124 more to go!
3 Jul 2026 06:45:32 KST [Local batch simulation controller] Job LHS-000026 started. 123 more to go!
3 Jul 2026 06:45:32 KST [Local batch simulation controller] Job LHS-000027 started. 122 more to go!
3 Jul 2026 06:48:10 KST [Local batch simulation controller] Job LHS-000028 started. 121 more to go!
3 Jul 2026 06:48:11 KST [Local batch simulation controller] Job LHS-000029 started. 120 more to go!
3 Jul 2026 06:48:11 KST [Local batch simulation controller] Job LHS-000030 started. 119 more to go!
3 Jul 2026 06:48:12 KST [Local batch simulation controller] Job LHS-000031 started. 118 more to go!
3 Jul 2026 06:48:12 KST [Local batch simulation controller] Job LHS-000032 started. 117 more to go!
3 Jul 2026 06:48:19 KST [Local batch simulation controller] Job LHS-000033 started. 116 more to go!
3 Jul 2026 06:48:19 KST [Local batch simulation controller] Job LHS-000034 started. 115 more to go!
3 Jul 2026 06:48:23 KST [Local batch simulation controller] Job LHS-000035 started. 114 more to go!
3 Jul 2026 06:48:24 KST [Local batch simulation controller] Job LHS-000036 started. 113 more to go!
3 Jul 2026 06:48:26 KST [Local batch simulation controller] Job LHS-000037 started. 112 more to go!
3 Jul 2026 06:48:27 KST [Local batch simulation controller] Job LHS-000038 started. 111 more to go!
3 Jul 2026 06:48:28 KST [Local batch simulation controller] Job LHS-000039 started. 110 more to go!
3 Jul 2026 06:48:28 KST [Local batch simulation controller] Job LHS-000040 started. 109 more to go!
3 Jul 2026 06:48:29 KST [Local batch simulation controller] Job LHS-000041 started. 108 more to go!
3 Jul 2026 06:48:29 KST [Local batch simulation controller] Job LHS-000042 started. 107 more to go!
3 Jul 2026 06:48:30 KST [Local batch simulation controller] Job LHS-000043 started. 106 more to go!
3 Jul 2026 06:48:31 KST [Local batch simulation controller] Job LHS-000044 started. 105 more to go!
3 Jul 2026 06:48:31 KST [Local batch simulation controller] Job LHS-000045 started. 104 more to go!
3 Jul 2026 06:48:32 KST [Local batch simulation controller] Job LHS-000046 started. 103 more to go!
3 Jul 2026 06:48:32 KST [Local batch simulation controller] Job LHS-000047 started. 102 more to go!
3 Jul 2026 06:48:34 KST [Local batch simulation controller] Job LHS-000048 started. 101 more to go!
3 Jul 2026 06:48:35 KST [Local batch simulation controller] Job LHS-000049 started. 100 more to go!
3 Jul 2026 06:48:39 KST [Local batch simulation controller] Job LHS-000050 started. 99 more to go!
3 Jul 2026 06:48:41 KST [Local batch simulation controller] Job LHS-000051 started. 98 more to go!
3 Jul 2026 06:48:41 KST [Local batch simulation controller] Job LHS-000052 started. 97 more to go!
3 Jul 2026 06:48:48 KST [Local batch simulation controller] Job LHS-000053 started. 96 more to go!
3 Jul 2026 06:48:52 KST [Local batch simulation controller] Job LHS-000054 started. 95 more to go!
3 Jul 2026 06:48:53 KST [Local batch simulation controller] Job LHS-000055 started. 94 more to go!
3 Jul 2026 06:49:57 KST [Local batch simulation controller] Job LHS-000056 started. 93 more to go!
3 Jul 2026 06:49:58 KST [Local batch simulation controller] Job LHS-000057 started. 92 more to go!
3 Jul 2026 06:50:01 KST [Local batch simulation controller] Job LHS-000058 started. 91 more to go!
3 Jul 2026 06:50:02 KST [Local batch simulation controller] Job LHS-000059 started. 90 more to go!
3 Jul 2026 06:50:05 KST [Local batch simulation controller] Job LHS-000060 started. 89 more to go!
3 Jul 2026 06:50:09 KST [Local batch simulation controller] Job LHS-000061 started. 88 more to go!
3 Jul 2026 06:50:13 KST [Local batch simulation controller] Job LHS-000062 started. 87 more to go!
3 Jul 2026 06:50:15 KST [Local batch simulation controller] Job LHS-000063 started. 86 more to go!
3 Jul 2026 06:50:19 KST [Local batch simulation controller] Job LHS-000064 started. 85 more to go!
3 Jul 2026 06:50:20 KST [Local batch simulation controller] Job LHS-000065 started. 84 more to go!
3 Jul 2026 06:50:23 KST [Local batch simulation controller] Job LHS-000066 started. 83 more to go!
3 Jul 2026 06:50:24 KST [Local batch simulation controller] Job LHS-000067 started. 82 more to go!
3 Jul 2026 06:50:25 KST [Local batch simulation controller] Job LHS-000068 started. 81 more to go!
3 Jul 2026 06:50:26 KST [Local batch simulation controller] Job LHS-000069 started. 80 more to go!
3 Jul 2026 06:50:27 KST [Local batch simulation controller] Job LHS-000070 started. 79 more to go!
3 Jul 2026 06:50:31 KST [Local batch simulation controller] Job LHS-000071 started. 78 more to go!
3 Jul 2026 06:50:32 KST [Local batch simulation controller] Job LHS-000072 started. 77 more to go!
3 Jul 2026 06:50:35 KST [Local batch simulation controller] Job LHS-000073 started. 76 more to go!
3 Jul 2026 06:50:36 KST [Local batch simulation controller] Job LHS-000074 started. 75 more to go!
3 Jul 2026 06:50:37 KST [Local batch simulation controller] Job LHS-000075 started. 74 more to go!
3 Jul 2026 06:50:42 KST [Local batch simulation controller] Job LHS-000076 started. 73 more to go!
3 Jul 2026 06:50:42 KST [Local batch simulation controller] Job LHS-000077 started. 72 more to go!
3 Jul 2026 06:50:45 KST [Local batch simulation controller] Job LHS-000078 started. 71 more to go!
3 Jul 2026 06:50:49 KST [Local batch simulation controller] Job LHS-000079 started. 70 more to go!
3 Jul 2026 06:50:50 KST [Local batch simulation controller] Job LHS-000080 started. 69 more to go!
3 Jul 2026 06:50:51 KST [Local batch simulation controller] Job LHS-000081 started. 68 more to go!
3 Jul 2026 06:50:52 KST [Local batch simulation controller] Job LHS-000082 started. 67 more to go!
3 Jul 2026 06:50:59 KST [Local batch simulation controller] Job LHS-000083 started. 66 more to go!
3 Jul 2026 06:51:49 KST [Local batch simulation controller] Job LHS-000084 started. 65 more to go!
3 Jul 2026 06:51:54 KST [Local batch simulation controller] Job LHS-000085 started. 64 more to go!
3 Jul 2026 06:51:54 KST [Local batch simulation controller] Job LHS-000086 started. 63 more to go!
3 Jul 2026 06:51:57 KST [Local batch simulation controller] Job LHS-000087 started. 62 more to go!
3 Jul 2026 06:51:59 KST [Local batch simulation controller] Job LHS-000088 started. 61 more to go!
3 Jul 2026 06:52:01 KST [Local batch simulation controller] Job LHS-000089 started. 60 more to go!
3 Jul 2026 06:52:03 KST [Local batch simulation controller] Job LHS-000090 started. 59 more to go!
3 Jul 2026 06:52:04 KST [Local batch simulation controller] Job LHS-000091 started. 58 more to go!
3 Jul 2026 06:52:07 KST [Local batch simulation controller] Job LHS-000092 started. 57 more to go!
3 Jul 2026 06:52:10 KST [Local batch simulation controller] Job LHS-000093 started. 56 more to go!
3 Jul 2026 06:52:16 KST [Local batch simulation controller] Job LHS-000094 started. 55 more to go!
3 Jul 2026 06:52:19 KST [Local batch simulation controller] Job LHS-000095 started. 54 more to go!
3 Jul 2026 06:52:21 KST [Local batch simulation controller] Job LHS-000096 started. 53 more to go!
3 Jul 2026 06:52:22 KST [Local batch simulation controller] Job LHS-000097 started. 52 more to go!
3 Jul 2026 06:52:22 KST [Local batch simulation controller] Job LHS-000098 started. 51 more to go!
3 Jul 2026 06:52:24 KST [Local batch simulation controller] Job LHS-000099 started. 50 more to go!
3 Jul 2026 06:52:26 KST [Local batch simulation controller] Job LHS-000100 started. 49 more to go!
3 Jul 2026 06:52:30 KST [Local batch simulation controller] Job LHS-000101 started. 48 more to go!
3 Jul 2026 06:52:31 KST [Local batch simulation controller] Job LHS-000102 started. 47 more to go!
3 Jul 2026 06:52:34 KST [Local batch simulation controller] Job LHS-000103 started. 46 more to go!
3 Jul 2026 06:52:37 KST [Local batch simulation controller] Job LHS-000104 started. 45 more to go!
3 Jul 2026 06:52:38 KST [Local batch simulation controller] Job LHS-000105 started. 44 more to go!
3 Jul 2026 06:52:40 KST [Local batch simulation controller] Job LHS-000106 started. 43 more to go!
3 Jul 2026 06:52:40 KST [Local batch simulation controller] Job LHS-000107 started. 42 more to go!
3 Jul 2026 06:52:43 KST [Local batch simulation controller] Job LHS-000108 started. 41 more to go!
3 Jul 2026 06:52:47 KST [Local batch simulation controller] Job LHS-000109 started. 40 more to go!
3 Jul 2026 06:53:03 KST [Local batch simulation controller] Job LHS-000110 started. 39 more to go!
3 Jul 2026 06:53:03 KST [Local batch simulation controller] Job LHS-000111 started. 38 more to go!
3 Jul 2026 06:53:40 KST [Local batch simulation controller] Job LHS-000112 started. 37 more to go!
3 Jul 2026 06:53:46 KST [Local batch simulation controller] Job LHS-000113 started. 36 more to go!
3 Jul 2026 06:53:49 KST [Local batch simulation controller] Job LHS-000114 started. 35 more to go!
3 Jul 2026 06:53:50 KST [Local batch simulation controller] Job LHS-000115 started. 34 more to go!
3 Jul 2026 06:53:57 KST [Local batch simulation controller] Job LHS-000116 started. 33 more to go!
3 Jul 2026 06:54:00 KST [Local batch simulation controller] Job LHS-000117 started. 32 more to go!
3 Jul 2026 06:54:01 KST [Local batch simulation controller] Job LHS-000118 started. 31 more to go!
3 Jul 2026 06:54:07 KST [Local batch simulation controller] Job LHS-000119 started. 30 more to go!
3 Jul 2026 06:54:09 KST [Local batch simulation controller] Job LHS-000120 started. 29 more to go!
3 Jul 2026 06:54:10 KST [Local batch simulation controller] Job LHS-000121 started. 28 more to go!
3 Jul 2026 06:54:12 KST [Local batch simulation controller] Job LHS-000122 started. 27 more to go!
3 Jul 2026 06:54:13 KST [Local batch simulation controller] Job LHS-000123 started. 26 more to go!
3 Jul 2026 06:54:14 KST [Local batch simulation controller] Job LHS-000124 started. 25 more to go!
3 Jul 2026 06:54:18 KST [Local batch simulation controller] Job LHS-000125 started. 24 more to go!
3 Jul 2026 06:54:19 KST [Local batch simulation controller] Job LHS-000126 started. 23 more to go!
3 Jul 2026 06:54:22 KST [Local batch simulation controller] Job LHS-000127 started. 22 more to go!
3 Jul 2026 06:54:28 KST [Local batch simulation controller] Job LHS-000128 started. 21 more to go!
3 Jul 2026 06:54:28 KST [Local batch simulation controller] Job LHS-000129 started. 20 more to go!
3 Jul 2026 06:54:29 KST [Local batch simulation controller] Job LHS-000130 started. 19 more to go!
3 Jul 2026 06:54:36 KST [Local batch simulation controller] Job LHS-000131 started. 18 more to go!
3 Jul 2026 06:54:37 KST [Local batch simulation controller] Job LHS-000132 started. 17 more to go!
3 Jul 2026 06:54:41 KST [Local batch simulation controller] Job LHS-000133 started. 16 more to go!
3 Jul 2026 06:54:45 KST [Local batch simulation controller] Job LHS-000134 started. 15 more to go!
3 Jul 2026 06:54:49 KST [Local batch simulation controller] Job LHS-000135 started. 14 more to go!
3 Jul 2026 06:54:50 KST [Local batch simulation controller] Job LHS-000136 started. 13 more to go!
3 Jul 2026 06:54:56 KST [Local batch simulation controller] Job LHS-000137 started. 12 more to go!
3 Jul 2026 06:54:57 KST [Local batch simulation controller] Job LHS-000138 started. 11 more to go!
3 Jul 2026 06:55:01 KST [Local batch simulation controller] Job LHS-000139 started. 10 more to go!
3 Jul 2026 06:55:37 KST [Local batch simulation controller] Job LHS-000140 started. 9 more to go!
3 Jul 2026 06:55:41 KST [Local batch simulation controller] Job LHS-000141 started. 8 more to go!
3 Jul 2026 06:55:43 KST [Local batch simulation controller] Job LHS-000142 started. 7 more to go!
3 Jul 2026 06:55:50 KST [Local batch simulation controller] Job LHS-000143 started. 6 more to go!
3 Jul 2026 06:55:56 KST [Local batch simulation controller] Job LHS-000144 started. 5 more to go!
3 Jul 2026 06:56:00 KST [Local batch simulation controller] Job LHS-000145 started. 4 more to go!
3 Jul 2026 06:56:02 KST [Local batch simulation controller] Job LHS-000146 started. 3 more to go!
3 Jul 2026 06:56:05 KST [Local batch simulation controller] Job LHS-000147 started. 2 more to go!
3 Jul 2026 06:56:06 KST [Local batch simulation controller] Job LHS-000148 started. 1 more to go!
3 Jul 2026 06:56:09 KST [Local batch simulation controller] Job LHS-000149 started. 0 more to go!
3 Jul 2026 06:56:09 KST [Local batch simulation controller] Nearly there ...
3 Jul 2026 06:57:19 KST [Local batch simulation controller] Local batch simulation controller is FINISHED [Que=0, Run=0, Fin=150]
3 Jul 2026 06:57:19 KST [Local batch simulation controller] Local agent stopped.
3 Jul 2026 06:57:19 KST [Local batch simulation controller] Collecting results ...
3 Jul 2026 06:57:19 KST [Local batch simulation controller] Standard report collector collected 150 simulation reports in D:\1. Research\0. CONFERENCE PAPER\2026.09_ICAE2026\3. DATA_CODE\CODE\data\jEPlus-LHS\0_Test\0_LHS external test\2\5\RunTimes.csv
3 Jul 2026 06:57:19 KST [Local batch simulation controller] Standard report collector collected job index table in D:\1. Research\0. CONFERENCE PAPER\2026.09_ICAE2026\3. DATA_CODE\CODE\data\jEPlus-LHS\0_Test\0_LHS external test\2\5\SimJobIndex.csv
3 Jul 2026 06:57:22 KST [Local batch simulation controller] Combined result table AllCombinedResults.csv is created.
3 Jul 2026 06:57:22 KST [Local batch simulation controller] Derivative result table AllDerivedResults.csv is created.
3 Jul 2026 06:57:22 KST [Local batch simulation controller] All done!
3 Jul 2026 06:57:22 KST [Local batch simulation controller] Simulation finished at: Fri, 3 Jul 2026 06:57:22
3 Jul 2026 06:57:22 KST [Local batch simulation controller] Total execution time = 712 seconds.
Welcome to jEPlus!
The project contains:
Validating jobs. Hang on ...
Validation successful!
Validation result: pass
Warning: no report variable is defined. This project may not work with jEPlus+EA.
Jobs are compiled from 1 models and 1 weather files, with the following
Parameter Chains:
P1("@@P1_Wall_R@@") --> P2("@@P2_Roof_R@@") --> P3("@@P3_Roof_Abs@@") --> P4("@@P4_U@@¦@@P4_SHGC@@¦@@P4_VT@@") --> P5("@@P5_COP@@") --> P6("@@P6_ClgSetp@@") --> P7("@@P7_LPD@@") --> 62500 jobs
62,500 jobs have been identified in total.
Simulation work directories and results will be stored in: D:\1. Research\0. CONFERENCE PAPER\2026.09_ICAE2026\3. DATA_CODE\CODE\data\jEPlus-LHS\0_Test\0_LHS external test\3\
Validating jobs. Hang on ...
Validation successful!
Validation result: pass
Warning: no report variable is defined. This project may not work with jEPlus+EA.
Jobs are compiled from 1 models and 1 weather files, with the following
Parameter Chains:
P1("@@P1_Wall_R@@") --> P2("@@P2_Roof_R@@") --> P3("@@P3_Roof_Abs@@") --> P4("@@P4_U@@¦@@P4_SHGC@@¦@@P4_VT@@") --> P5("@@P5_COP@@") --> P6("@@P6_ClgSetp@@") --> P7("@@P7_LPD@@") --> 62500 jobs
62,500 jobs have been identified in total.
Simulation work directories and results will be stored in: D:\1. Research\0. CONFERENCE PAPER\2026.09_ICAE2026\3. DATA_CODE\CODE\data\jEPlus-LHS\0_Test\0_LHS external test\3\
A LHS sample of 150 jobs has started ...
6 Jul 2026 16:06:33 KST [Local batch simulation controller] Writing job lists to D:\1. Research\0. CONFERENCE PAPER\2026.09_ICAE2026\3. DATA_CODE\CODE\data\jEPlus-LHS\joblist_out.csv
6 Jul 2026 16:06:33 KST [Local batch simulation controller] Job LHS-000000 started. 149 more to go!
6 Jul 2026 16:06:33 KST [Local batch simulation controller] Job LHS-000001 started. 148 more to go!
6 Jul 2026 16:06:34 KST [Local batch simulation controller] Job LHS-000002 started. 147 more to go!
6 Jul 2026 16:06:34 KST [Local batch simulation controller] Job LHS-000003 started. 146 more to go!
6 Jul 2026 16:06:34 KST [Local batch simulation controller] Job LHS-000004 started. 145 more to go!
6 Jul 2026 16:06:34 KST [Local batch simulation controller] Job LHS-000005 started. 144 more to go!
6 Jul 2026 16:06:34 KST [Local batch simulation controller] Job LHS-000006 started. 143 more to go!
6 Jul 2026 16:06:34 KST [Local batch simulation controller] Job LHS-000007 started. 142 more to go!
6 Jul 2026 16:06:35 KST [Local batch simulation controller] Job LHS-000008 started. 141 more to go!
6 Jul 2026 16:06:35 KST [Local batch simulation controller] Job LHS-000009 started. 140 more to go!
6 Jul 2026 16:06:35 KST [Local batch simulation controller] Job LHS-000010 started. 139 more to go!
6 Jul 2026 16:06:35 KST [Local batch simulation controller] Job LHS-000011 started. 138 more to go!
6 Jul 2026 16:06:35 KST [Local batch simulation controller] Job LHS-000012 started. 137 more to go!
6 Jul 2026 16:06:35 KST [Local batch simulation controller] Job LHS-000013 started. 136 more to go!
6 Jul 2026 16:06:35 KST [Local batch simulation controller] Job LHS-000014 started. 135 more to go!
6 Jul 2026 16:06:35 KST [Local batch simulation controller] Job LHS-000015 started. 134 more to go!
6 Jul 2026 16:06:35 KST [Local batch simulation controller] Job LHS-000016 started. 133 more to go!
6 Jul 2026 16:06:36 KST [Local batch simulation controller] Job LHS-000017 started. 132 more to go!
6 Jul 2026 16:06:36 KST [Local batch simulation controller] Job LHS-000018 started. 131 more to go!
6 Jul 2026 16:06:36 KST [Local batch simulation controller] Job LHS-000019 started. 130 more to go!
6 Jul 2026 16:06:36 KST [Local batch simulation controller] Job LHS-000020 started. 129 more to go!
6 Jul 2026 16:06:36 KST [Local batch simulation controller] Job LHS-000021 started. 128 more to go!
6 Jul 2026 16:06:36 KST [Local batch simulation controller] Job LHS-000022 started. 127 more to go!
6 Jul 2026 16:06:36 KST [Local batch simulation controller] Job LHS-000023 started. 126 more to go!
6 Jul 2026 16:06:36 KST [Local batch simulation controller] Job LHS-000024 started. 125 more to go!
6 Jul 2026 16:06:36 KST [Local batch simulation controller] Job LHS-000025 started. 124 more to go!
6 Jul 2026 16:06:37 KST [Local batch simulation controller] Job LHS-000026 started. 123 more to go!
6 Jul 2026 16:06:37 KST [Local batch simulation controller] Job LHS-000027 started. 122 more to go!
6 Jul 2026 16:08:11 KST [Local batch simulation controller] Job LHS-000028 started. 121 more to go!
6 Jul 2026 16:08:12 KST [Local batch simulation controller] Job LHS-000029 started. 120 more to go!
6 Jul 2026 16:08:14 KST [Local batch simulation controller] Job LHS-000030 started. 119 more to go!
6 Jul 2026 16:08:15 KST [Local batch simulation controller] Job LHS-000031 started. 118 more to go!
6 Jul 2026 16:08:16 KST [Local batch simulation controller] Job LHS-000032 started. 117 more to go!
6 Jul 2026 16:08:22 KST [Local batch simulation controller] Job LHS-000033 started. 116 more to go!
6 Jul 2026 16:08:22 KST [Local batch simulation controller] Job LHS-000034 started. 115 more to go!
6 Jul 2026 16:08:22 KST [Local batch simulation controller] Job LHS-000035 started. 114 more to go!
6 Jul 2026 16:08:25 KST [Local batch simulation controller] Job LHS-000036 started. 113 more to go!
6 Jul 2026 16:08:25 KST [Local batch simulation controller] Job LHS-000037 started. 112 more to go!
6 Jul 2026 16:08:26 KST [Local batch simulation controller] Job LHS-000038 started. 111 more to go!
6 Jul 2026 16:08:27 KST [Local batch simulation controller] Job LHS-000039 started. 110 more to go!
6 Jul 2026 16:08:27 KST [Local batch simulation controller] Job LHS-000040 started. 109 more to go!
6 Jul 2026 16:08:28 KST [Local batch simulation controller] Job LHS-000041 started. 108 more to go!
6 Jul 2026 16:08:28 KST [Local batch simulation controller] Job LHS-000042 started. 107 more to go!
6 Jul 2026 16:08:28 KST [Local batch simulation controller] Job LHS-000043 started. 106 more to go!
6 Jul 2026 16:08:29 KST [Local batch simulation controller] Job LHS-000044 started. 105 more to go!
6 Jul 2026 16:08:30 KST [Local batch simulation controller] Job LHS-000045 started. 104 more to go!
6 Jul 2026 16:08:31 KST [Local batch simulation controller] Job LHS-000046 started. 103 more to go!
6 Jul 2026 16:08:33 KST [Local batch simulation controller] Job LHS-000047 started. 102 more to go!
6 Jul 2026 16:08:34 KST [Local batch simulation controller] Job LHS-000048 started. 101 more to go!
6 Jul 2026 16:08:35 KST [Local batch simulation controller] Job LHS-000049 started. 100 more to go!
6 Jul 2026 16:08:36 KST [Local batch simulation controller] Job LHS-000050 started. 99 more to go!
6 Jul 2026 16:08:36 KST [Local batch simulation controller] Job LHS-000051 started. 98 more to go!
6 Jul 2026 16:08:37 KST [Local batch simulation controller] Job LHS-000052 started. 97 more to go!
6 Jul 2026 16:08:43 KST [Local batch simulation controller] Job LHS-000053 started. 96 more to go!
6 Jul 2026 16:08:47 KST [Local batch simulation controller] Job LHS-000054 started. 95 more to go!
6 Jul 2026 16:08:56 KST [Local batch simulation controller] Job LHS-000055 started. 94 more to go!
6 Jul 2026 16:11:46 KST [Local batch simulation controller] Job LHS-000056 started. 93 more to go!
6 Jul 2026 16:11:46 KST [Local batch simulation controller] Job LHS-000057 started. 92 more to go!
6 Jul 2026 16:11:59 KST [Local batch simulation controller] Job LHS-000058 started. 91 more to go!
6 Jul 2026 16:12:00 KST [Local batch simulation controller] Job LHS-000059 started. 90 more to go!
6 Jul 2026 16:12:15 KST [Local batch simulation controller] Job LHS-000060 started. 89 more to go!
6 Jul 2026 16:12:16 KST [Local batch simulation controller] Job LHS-000061 started. 88 more to go!
6 Jul 2026 16:12:19 KST [Local batch simulation controller] Job LHS-000062 started. 87 more to go!
6 Jul 2026 16:12:19 KST [Local batch simulation controller] Job LHS-000063 started. 86 more to go!
6 Jul 2026 16:12:27 KST [Local batch simulation controller] Job LHS-000064 started. 85 more to go!
6 Jul 2026 16:12:27 KST [Local batch simulation controller] Job LHS-000065 started. 84 more to go!
6 Jul 2026 16:12:28 KST [Local batch simulation controller] Job LHS-000066 started. 83 more to go!
6 Jul 2026 16:12:31 KST [Local batch simulation controller] Job LHS-000067 started. 82 more to go!
6 Jul 2026 16:12:34 KST [Local batch simulation controller] Job LHS-000068 started. 81 more to go!
6 Jul 2026 16:12:34 KST [Local batch simulation controller] Job LHS-000069 started. 80 more to go!
6 Jul 2026 16:12:36 KST [Local batch simulation controller] Job LHS-000070 started. 79 more to go!
6 Jul 2026 16:12:37 KST [Local batch simulation controller] Job LHS-000071 started. 78 more to go!
6 Jul 2026 16:12:41 KST [Local batch simulation controller] Job LHS-000072 started. 77 more to go!
6 Jul 2026 16:12:45 KST [Local batch simulation controller] Job LHS-000073 started. 76 more to go!
6 Jul 2026 16:12:46 KST [Local batch simulation controller] Job LHS-000074 started. 75 more to go!
6 Jul 2026 16:12:47 KST [Local batch simulation controller] Job LHS-000075 started. 74 more to go!
6 Jul 2026 16:12:48 KST [Local batch simulation controller] Job LHS-000076 started. 73 more to go!
6 Jul 2026 16:12:50 KST [Local batch simulation controller] Job LHS-000077 started. 72 more to go!
6 Jul 2026 16:12:51 KST [Local batch simulation controller] Job LHS-000078 started. 71 more to go!
6 Jul 2026 16:12:52 KST [Local batch simulation controller] Job LHS-000079 started. 70 more to go!
6 Jul 2026 16:12:53 KST [Local batch simulation controller] Job LHS-000080 started. 69 more to go!
6 Jul 2026 16:13:00 KST [Local batch simulation controller] Job LHS-000081 started. 68 more to go!
6 Jul 2026 16:13:14 KST [Local batch simulation controller] Job LHS-000082 started. 67 more to go!
6 Jul 2026 16:13:17 KST [Local batch simulation controller] Job LHS-000083 started. 66 more to go!
6 Jul 2026 16:14:39 KST [Local batch simulation controller] Job LHS-000084 started. 65 more to go!
6 Jul 2026 16:15:16 KST [Local batch simulation controller] Job LHS-000085 started. 64 more to go!
6 Jul 2026 16:15:24 KST [Local batch simulation controller] Job LHS-000086 started. 63 more to go!
6 Jul 2026 16:15:35 KST [Local batch simulation controller] Job LHS-000087 started. 62 more to go!
6 Jul 2026 16:15:39 KST [Local batch simulation controller] Job LHS-000088 started. 61 more to go!
6 Jul 2026 16:15:42 KST [Local batch simulation controller] Job LHS-000089 started. 60 more to go!
6 Jul 2026 16:15:46 KST [Local batch simulation controller] Job LHS-000090 started. 59 more to go!
6 Jul 2026 16:15:46 KST [Local batch simulation controller] Job LHS-000091 started. 58 more to go!
6 Jul 2026 16:15:46 KST [Local batch simulation controller] Job LHS-000092 started. 57 more to go!
6 Jul 2026 16:15:47 KST [Local batch simulation controller] Job LHS-000093 started. 56 more to go!
6 Jul 2026 16:15:48 KST [Local batch simulation controller] Job LHS-000094 started. 55 more to go!
6 Jul 2026 16:15:58 KST [Local batch simulation controller] Job LHS-000095 started. 54 more to go!
6 Jul 2026 16:15:58 KST [Local batch simulation controller] Job LHS-000096 started. 53 more to go!
6 Jul 2026 16:15:59 KST [Local batch simulation controller] Job LHS-000097 started. 52 more to go!
6 Jul 2026 16:16:01 KST [Local batch simulation controller] Job LHS-000098 started. 51 more to go!
6 Jul 2026 16:16:11 KST [Local batch simulation controller] Job LHS-000099 started. 50 more to go!
6 Jul 2026 16:16:14 KST [Local batch simulation controller] Job LHS-000100 started. 49 more to go!
6 Jul 2026 16:16:17 KST [Local batch simulation controller] Job LHS-000101 started. 48 more to go!
6 Jul 2026 16:16:17 KST [Local batch simulation controller] Job LHS-000102 started. 47 more to go!
6 Jul 2026 16:16:19 KST [Local batch simulation controller] Job LHS-000103 started. 46 more to go!
6 Jul 2026 16:16:20 KST [Local batch simulation controller] Job LHS-000104 started. 45 more to go!
6 Jul 2026 16:16:22 KST [Local batch simulation controller] Job LHS-000105 started. 44 more to go!
6 Jul 2026 16:16:28 KST [Local batch simulation controller] Job LHS-000106 started. 43 more to go!
6 Jul 2026 16:16:30 KST [Local batch simulation controller] Job LHS-000107 started. 42 more to go!
6 Jul 2026 16:16:32 KST [Local batch simulation controller] Job LHS-000108 started. 41 more to go!
6 Jul 2026 16:16:38 KST [Local batch simulation controller] Job LHS-000109 started. 40 more to go!
6 Jul 2026 16:16:40 KST [Local batch simulation controller] Job LHS-000110 started. 39 more to go!
6 Jul 2026 16:16:42 KST [Local batch simulation controller] Job LHS-000111 started. 38 more to go!
6 Jul 2026 16:17:13 KST [Local batch simulation controller] Job LHS-000112 started. 37 more to go!
6 Jul 2026 16:17:31 KST [Local batch simulation controller] Job LHS-000113 started. 36 more to go!
6 Jul 2026 16:17:33 KST [Local batch simulation controller] Job LHS-000114 started. 35 more to go!
6 Jul 2026 16:17:36 KST [Local batch simulation controller] Job LHS-000115 started. 34 more to go!
6 Jul 2026 16:17:38 KST [Local batch simulation controller] Job LHS-000116 started. 33 more to go!
6 Jul 2026 16:17:39 KST [Local batch simulation controller] Job LHS-000117 started. 32 more to go!
6 Jul 2026 16:17:42 KST [Local batch simulation controller] Job LHS-000118 started. 31 more to go!
6 Jul 2026 16:17:44 KST [Local batch simulation controller] Job LHS-000119 started. 30 more to go!
6 Jul 2026 16:17:50 KST [Local batch simulation controller] Job LHS-000120 started. 29 more to go!
6 Jul 2026 16:17:51 KST [Local batch simulation controller] Job LHS-000121 started. 28 more to go!
6 Jul 2026 16:17:52 KST [Local batch simulation controller] Job LHS-000122 started. 27 more to go!
6 Jul 2026 16:17:53 KST [Local batch simulation controller] Job LHS-000123 started. 26 more to go!
6 Jul 2026 16:17:57 KST [Local batch simulation controller] Job LHS-000124 started. 25 more to go!
6 Jul 2026 16:17:57 KST [Local batch simulation controller] Job LHS-000125 started. 24 more to go!
6 Jul 2026 16:18:03 KST [Local batch simulation controller] Job LHS-000126 started. 23 more to go!
6 Jul 2026 16:18:10 KST [Local batch simulation controller] Job LHS-000127 started. 22 more to go!
6 Jul 2026 16:18:10 KST [Local batch simulation controller] Job LHS-000128 started. 21 more to go!
6 Jul 2026 16:18:14 KST [Local batch simulation controller] Job LHS-000129 started. 20 more to go!
6 Jul 2026 16:18:17 KST [Local batch simulation controller] Job LHS-000130 started. 19 more to go!
6 Jul 2026 16:18:18 KST [Local batch simulation controller] Job LHS-000131 started. 18 more to go!
6 Jul 2026 16:18:18 KST [Local batch simulation controller] Job LHS-000132 started. 17 more to go!
6 Jul 2026 16:18:21 KST [Local batch simulation controller] Job LHS-000133 started. 16 more to go!
6 Jul 2026 16:18:23 KST [Local batch simulation controller] Job LHS-000134 started. 15 more to go!
6 Jul 2026 16:18:24 KST [Local batch simulation controller] Job LHS-000135 started. 14 more to go!
6 Jul 2026 16:18:28 KST [Local batch simulation controller] Job LHS-000136 started. 13 more to go!
6 Jul 2026 16:18:30 KST [Local batch simulation controller] Job LHS-000137 started. 12 more to go!
6 Jul 2026 16:18:31 KST [Local batch simulation controller] Job LHS-000138 started. 11 more to go!
6 Jul 2026 16:18:39 KST [Local batch simulation controller] Job LHS-000139 started. 10 more to go!
6 Jul 2026 16:19:29 KST [Local batch simulation controller] Job LHS-000140 started. 9 more to go!
6 Jul 2026 16:19:37 KST [Local batch simulation controller] Job LHS-000141 started. 8 more to go!
6 Jul 2026 16:19:47 KST [Local batch simulation controller] Job LHS-000142 started. 7 more to go!
6 Jul 2026 16:20:13 KST [Local batch simulation controller] Job LHS-000143 started. 6 more to go!
6 Jul 2026 16:20:17 KST [Local batch simulation controller] Job LHS-000144 started. 5 more to go!
6 Jul 2026 16:20:19 KST [Local batch simulation controller] Job LHS-000145 started. 4 more to go!
6 Jul 2026 16:20:21 KST [Local batch simulation controller] Job LHS-000146 started. 3 more to go!
6 Jul 2026 16:20:25 KST [Local batch simulation controller] Job LHS-000147 started. 2 more to go!
6 Jul 2026 16:20:29 KST [Local batch simulation controller] Job LHS-000148 started. 1 more to go!
6 Jul 2026 16:20:39 KST [Local batch simulation controller] Job LHS-000149 started. 0 more to go!
6 Jul 2026 16:20:39 KST [Local batch simulation controller] Nearly there ...
6 Jul 2026 16:22:26 KST [Local batch simulation controller] Local batch simulation controller is FINISHED [Que=0, Run=0, Fin=150]
6 Jul 2026 16:22:26 KST [Local batch simulation controller] Local agent stopped.
6 Jul 2026 16:22:26 KST [Local batch simulation controller] Collecting results ...
6 Jul 2026 16:22:26 KST [Local batch simulation controller] Standard report collector collected 150 simulation reports in D:\1. Research\0. CONFERENCE PAPER\2026.09_ICAE2026\3. DATA_CODE\CODE\data\jEPlus-LHS\0_Test\0_LHS external test\3\RunTimes.csv
6 Jul 2026 16:22:26 KST [Local batch simulation controller] Standard report collector collected job index table in D:\1. Research\0. CONFERENCE PAPER\2026.09_ICAE2026\3. DATA_CODE\CODE\data\jEPlus-LHS\0_Test\0_LHS external test\3\SimJobIndex.csv
6 Jul 2026 16:22:29 KST [Local batch simulation controller] Combined result table AllCombinedResults.csv is created.
6 Jul 2026 16:22:29 KST [Local batch simulation controller] Derivative result table AllDerivedResults.csv is created.
6 Jul 2026 16:22:29 KST [Local batch simulation controller] All done!
6 Jul 2026 16:22:29 KST [Local batch simulation controller] Simulation finished at: Mon, 6 Jul 2026 16:22:29
6 Jul 2026 16:22:29 KST [Local batch simulation controller] Total execution time = 955 seconds.
Validating jobs. Hang on ...
Validation successful!
Validation result: pass
Warning: no report variable is defined. This project may not work with jEPlus+EA.
Jobs are compiled from 1 models and 1 weather files, with the following
Parameter Chains:
P1("@@P1_Wall_R@@") --> P2("@@P2_Roof_R@@") --> P3("@@P3_Roof_Abs@@") --> P4("@@P4_U@@¦@@P4_SHGC@@¦@@P4_VT@@") --> P5("@@P5_COP@@") --> P6("@@P6_ClgSetp@@") --> P7("@@P7_LPD@@") --> 62500 jobs
62,500 jobs have been identified in total.
Simulation work directories and results will be stored in: D:\1. Research\0. CONFERENCE PAPER\2026.09_ICAE2026\3. DATA_CODE\CODE\data\jEPlus-LHS\0_Test\0_LHS external test\4\
A LHS sample of 150 jobs has started ...
6 Jul 2026 16:50:11 KST [Local batch simulation controller] Writing job lists to D:\1. Research\0. CONFERENCE PAPER\2026.09_ICAE2026\3. DATA_CODE\CODE\data\jEPlus-LHS\joblist_out.csv
6 Jul 2026 16:50:11 KST [Local batch simulation controller] Job LHS-000000 started. 149 more to go!
6 Jul 2026 16:50:11 KST [Local batch simulation controller] Job LHS-000001 started. 148 more to go!
6 Jul 2026 16:50:12 KST [Local batch simulation controller] Job LHS-000002 started. 147 more to go!
6 Jul 2026 16:50:12 KST [Local batch simulation controller] Job LHS-000003 started. 146 more to go!
6 Jul 2026 16:50:12 KST [Local batch simulation controller] Job LHS-000004 started. 145 more to go!
6 Jul 2026 16:50:12 KST [Local batch simulation controller] Job LHS-000005 started. 144 more to go!
6 Jul 2026 16:50:12 KST [Local batch simulation controller] Job LHS-000006 started. 143 more to go!
6 Jul 2026 16:50:12 KST [Local batch simulation controller] Job LHS-000007 started. 142 more to go!
6 Jul 2026 16:50:12 KST [Local batch simulation controller] Job LHS-000008 started. 141 more to go!
6 Jul 2026 16:50:12 KST [Local batch simulation controller] Job LHS-000009 started. 140 more to go!
6 Jul 2026 16:50:12 KST [Local batch simulation controller] Job LHS-000010 started. 139 more to go!
6 Jul 2026 16:50:13 KST [Local batch simulation controller] Job LHS-000011 started. 138 more to go!
6 Jul 2026 16:50:13 KST [Local batch simulation controller] Job LHS-000012 started. 137 more to go!
6 Jul 2026 16:50:13 KST [Local batch simulation controller] Job LHS-000013 started. 136 more to go!
6 Jul 2026 16:50:13 KST [Local batch simulation controller] Job LHS-000014 started. 135 more to go!
6 Jul 2026 16:50:13 KST [Local batch simulation controller] Job LHS-000015 started. 134 more to go!
6 Jul 2026 16:50:13 KST [Local batch simulation controller] Job LHS-000016 started. 133 more to go!
6 Jul 2026 16:50:13 KST [Local batch simulation controller] Job LHS-000017 started. 132 more to go!
6 Jul 2026 16:50:13 KST [Local batch simulation controller] Job LHS-000018 started. 131 more to go!
6 Jul 2026 16:50:13 KST [Local batch simulation controller] Job LHS-000019 started. 130 more to go!
6 Jul 2026 16:50:13 KST [Local batch simulation controller] Job LHS-000020 started. 129 more to go!
6 Jul 2026 16:50:14 KST [Local batch simulation controller] Job LHS-000021 started. 128 more to go!
6 Jul 2026 16:50:14 KST [Local batch simulation controller] Job LHS-000022 started. 127 more to go!
6 Jul 2026 16:50:14 KST [Local batch simulation controller] Job LHS-000023 started. 126 more to go!
6 Jul 2026 16:50:14 KST [Local batch simulation controller] Job LHS-000024 started. 125 more to go!
6 Jul 2026 16:50:14 KST [Local batch simulation controller] Job LHS-000025 started. 124 more to go!
6 Jul 2026 16:50:14 KST [Local batch simulation controller] Job LHS-000026 started. 123 more to go!
6 Jul 2026 16:50:14 KST [Local batch simulation controller] Job LHS-000027 started. 122 more to go!
6 Jul 2026 16:51:42 KST [Local batch simulation controller] Job LHS-000028 started. 121 more to go!
6 Jul 2026 16:51:42 KST [Local batch simulation controller] Job LHS-000029 started. 120 more to go!
6 Jul 2026 16:51:44 KST [Local batch simulation controller] Job LHS-000030 started. 119 more to go!
6 Jul 2026 16:51:46 KST [Local batch simulation controller] Job LHS-000031 started. 118 more to go!
6 Jul 2026 16:51:47 KST [Local batch simulation controller] Job LHS-000032 started. 117 more to go!
6 Jul 2026 16:51:48 KST [Local batch simulation controller] Job LHS-000033 started. 116 more to go!
6 Jul 2026 16:51:51 KST [Local batch simulation controller] Job LHS-000034 started. 115 more to go!
6 Jul 2026 16:51:53 KST [Local batch simulation controller] Job LHS-000035 started. 114 more to go!
6 Jul 2026 16:51:54 KST [Local batch simulation controller] Job LHS-000036 started. 113 more to go!
6 Jul 2026 16:51:55 KST [Local batch simulation controller] Job LHS-000037 started. 112 more to go!
6 Jul 2026 16:51:58 KST [Local batch simulation controller] Job LHS-000038 started. 111 more to go!
6 Jul 2026 16:51:59 KST [Local batch simulation controller] Job LHS-000039 started. 110 more to go!
6 Jul 2026 16:52:00 KST [Local batch simulation controller] Job LHS-000040 started. 109 more to go!
6 Jul 2026 16:52:01 KST [Local batch simulation controller] Job LHS-000041 started. 108 more to go!
6 Jul 2026 16:52:02 KST [Local batch simulation controller] Job LHS-000042 started. 107 more to go!
6 Jul 2026 16:52:02 KST [Local batch simulation controller] Job LHS-000043 started. 106 more to go!
6 Jul 2026 16:52:03 KST [Local batch simulation controller] Job LHS-000044 started. 105 more to go!
6 Jul 2026 16:52:04 KST [Local batch simulation controller] Job LHS-000045 started. 104 more to go!
6 Jul 2026 16:52:04 KST [Local batch simulation controller] Job LHS-000046 started. 103 more to go!
6 Jul 2026 16:52:06 KST [Local batch simulation controller] Job LHS-000047 started. 102 more to go!
6 Jul 2026 16:52:07 KST [Local batch simulation controller] Job LHS-000048 started. 101 more to go!
6 Jul 2026 16:52:12 KST [Local batch simulation controller] Job LHS-000049 started. 100 more to go!
6 Jul 2026 16:52:13 KST [Local batch simulation controller] Job LHS-000050 started. 99 more to go!
6 Jul 2026 16:52:14 KST [Local batch simulation controller] Job LHS-000051 started. 98 more to go!
6 Jul 2026 16:52:15 KST [Local batch simulation controller] Job LHS-000052 started. 97 more to go!
6 Jul 2026 16:52:16 KST [Local batch simulation controller] Job LHS-000053 started. 96 more to go!
6 Jul 2026 16:52:17 KST [Local batch simulation controller] Job LHS-000054 started. 95 more to go!
6 Jul 2026 16:52:19 KST [Local batch simulation controller] Job LHS-000055 started. 94 more to go!
6 Jul 2026 16:53:47 KST [Local batch simulation controller] Job LHS-000056 started. 93 more to go!
6 Jul 2026 16:54:23 KST [Local batch simulation controller] Job LHS-000057 started. 92 more to go!
6 Jul 2026 16:54:26 KST [Local batch simulation controller] Job LHS-000058 started. 91 more to go!
6 Jul 2026 16:54:35 KST [Local batch simulation controller] Job LHS-000059 started. 90 more to go!
6 Jul 2026 16:54:42 KST [Local batch simulation controller] Job LHS-000060 started. 89 more to go!
6 Jul 2026 16:54:44 KST [Local batch simulation controller] Job LHS-000061 started. 88 more to go!
6 Jul 2026 16:54:44 KST [Local batch simulation controller] Job LHS-000062 started. 87 more to go!
6 Jul 2026 16:54:46 KST [Local batch simulation controller] Job LHS-000063 started. 86 more to go!
6 Jul 2026 16:54:50 KST [Local batch simulation controller] Job LHS-000064 started. 85 more to go!
6 Jul 2026 16:54:53 KST [Local batch simulation controller] Job LHS-000065 started. 84 more to go!
6 Jul 2026 16:54:53 KST [Local batch simulation controller] Job LHS-000066 started. 83 more to go!
6 Jul 2026 16:55:02 KST [Local batch simulation controller] Job LHS-000067 started. 82 more to go!
6 Jul 2026 16:55:08 KST [Local batch simulation controller] Job LHS-000068 started. 81 more to go!
6 Jul 2026 16:55:18 KST [Local batch simulation controller] Job LHS-000069 started. 80 more to go!
6 Jul 2026 16:55:22 KST [Local batch simulation controller] Job LHS-000070 started. 79 more to go!
6 Jul 2026 16:55:25 KST [Local batch simulation controller] Job LHS-000071 started. 78 more to go!
6 Jul 2026 16:55:28 KST [Local batch simulation controller] Job LHS-000072 started. 77 more to go!
6 Jul 2026 16:55:32 KST [Local batch simulation controller] Job LHS-000073 started. 76 more to go!
6 Jul 2026 16:55:35 KST [Local batch simulation controller] Job LHS-000074 started. 75 more to go!
6 Jul 2026 16:55:39 KST [Local batch simulation controller] Job LHS-000075 started. 74 more to go!
6 Jul 2026 16:55:46 KST [Local batch simulation controller] Job LHS-000076 started. 73 more to go!
6 Jul 2026 16:55:49 KST [Local batch simulation controller] Job LHS-000077 started. 72 more to go!
6 Jul 2026 16:55:52 KST [Local batch simulation controller] Job LHS-000078 started. 71 more to go!
6 Jul 2026 16:55:55 KST [Local batch simulation controller] Job LHS-000079 started. 70 more to go!
6 Jul 2026 16:56:07 KST [Local batch simulation controller] Job LHS-000080 started. 69 more to go!
6 Jul 2026 16:56:08 KST [Local batch simulation controller] Job LHS-000081 started. 68 more to go!
6 Jul 2026 16:56:13 KST [Local batch simulation controller] Job LHS-000082 started. 67 more to go!
6 Jul 2026 16:56:21 KST [Local batch simulation controller] Job LHS-000083 started. 66 more to go!
6 Jul 2026 16:56:41 KST [Local batch simulation controller] Job LHS-000084 started. 65 more to go!
6 Jul 2026 16:57:52 KST [Local batch simulation controller] Job LHS-000085 started. 64 more to go!
6 Jul 2026 16:58:04 KST [Local batch simulation controller] Job LHS-000086 started. 63 more to go!
6 Jul 2026 16:58:12 KST [Local batch simulation controller] Job LHS-000087 started. 62 more to go!
6 Jul 2026 16:58:12 KST [Local batch simulation controller] Job LHS-000088 started. 61 more to go!
6 Jul 2026 16:58:12 KST [Local batch simulation controller] Job LHS-000089 started. 60 more to go!
6 Jul 2026 16:58:15 KST [Local batch simulation controller] Job LHS-000090 started. 59 more to go!
6 Jul 2026 16:58:17 KST [Local batch simulation controller] Job LHS-000091 started. 58 more to go!
6 Jul 2026 16:58:21 KST [Local batch simulation controller] Job LHS-000092 started. 57 more to go!
6 Jul 2026 16:58:24 KST [Local batch simulation controller] Job LHS-000093 started. 56 more to go!
6 Jul 2026 16:58:26 KST [Local batch simulation controller] Job LHS-000094 started. 55 more to go!
6 Jul 2026 16:58:27 KST [Local batch simulation controller] Job LHS-000095 started. 54 more to go!
6 Jul 2026 16:58:27 KST [Local batch simulation controller] Job LHS-000096 started. 53 more to go!
6 Jul 2026 16:58:28 KST [Local batch simulation controller] Job LHS-000097 started. 52 more to go!
6 Jul 2026 16:58:30 KST [Local batch simulation controller] Job LHS-000098 started. 51 more to go!
6 Jul 2026 16:58:32 KST [Local batch simulation controller] Job LHS-000099 started. 50 more to go!
6 Jul 2026 16:58:35 KST [Local batch simulation controller] Job LHS-000100 started. 49 more to go!
6 Jul 2026 16:58:43 KST [Local batch simulation controller] Job LHS-000101 started. 48 more to go!
6 Jul 2026 16:58:45 KST [Local batch simulation controller] Job LHS-000102 started. 47 more to go!
6 Jul 2026 16:58:46 KST [Local batch simulation controller] Job LHS-000103 started. 46 more to go!
6 Jul 2026 16:58:46 KST [Local batch simulation controller] Job LHS-000104 started. 45 more to go!
6 Jul 2026 16:58:52 KST [Local batch simulation controller] Job LHS-000105 started. 44 more to go!
6 Jul 2026 16:58:53 KST [Local batch simulation controller] Job LHS-000106 started. 43 more to go!
6 Jul 2026 16:59:00 KST [Local batch simulation controller] Job LHS-000107 started. 42 more to go!
6 Jul 2026 16:59:00 KST [Local batch simulation controller] Job LHS-000108 started. 41 more to go!
6 Jul 2026 16:59:01 KST [Local batch simulation controller] Job LHS-000109 started. 40 more to go!
6 Jul 2026 16:59:10 KST [Local batch simulation controller] Job LHS-000110 started. 39 more to go!
6 Jul 2026 16:59:12 KST [Local batch simulation controller] Job LHS-000111 started. 38 more to go!
6 Jul 2026 16:59:15 KST [Local batch simulation controller] Job LHS-000112 started. 37 more to go!
6 Jul 2026 16:59:46 KST [Local batch simulation controller] Job LHS-000113 started. 36 more to go!
6 Jul 2026 16:59:53 KST [Local batch simulation controller] Job LHS-000114 started. 35 more to go!
6 Jul 2026 16:59:58 KST [Local batch simulation controller] Job LHS-000115 started. 34 more to go!
6 Jul 2026 16:59:59 KST [Local batch simulation controller] Job LHS-000116 started. 33 more to go!
6 Jul 2026 17:00:08 KST [Local batch simulation controller] Job LHS-000117 started. 32 more to go!
6 Jul 2026 17:00:13 KST [Local batch simulation controller] Job LHS-000118 started. 31 more to go!
6 Jul 2026 17:00:13 KST [Local batch simulation controller] Job LHS-000119 started. 30 more to go!
6 Jul 2026 17:00:13 KST [Local batch simulation controller] Job LHS-000120 started. 29 more to go!
6 Jul 2026 17:00:14 KST [Local batch simulation controller] Job LHS-000121 started. 28 more to go!
6 Jul 2026 17:00:15 KST [Local batch simulation controller] Job LHS-000122 started. 27 more to go!
6 Jul 2026 17:00:16 KST [Local batch simulation controller] Job LHS-000123 started. 26 more to go!
6 Jul 2026 17:00:17 KST [Local batch simulation controller] Job LHS-000124 started. 25 more to go!
6 Jul 2026 17:00:19 KST [Local batch simulation controller] Job LHS-000125 started. 24 more to go!
6 Jul 2026 17:00:20 KST [Local batch simulation controller] Job LHS-000126 started. 23 more to go!
6 Jul 2026 17:00:23 KST [Local batch simulation controller] Job LHS-000127 started. 22 more to go!
6 Jul 2026 17:00:24 KST [Local batch simulation controller] Job LHS-000128 started. 21 more to go!
6 Jul 2026 17:00:24 KST [Local batch simulation controller] Job LHS-000129 started. 20 more to go!
6 Jul 2026 17:00:32 KST [Local batch simulation controller] Job LHS-000130 started. 19 more to go!
6 Jul 2026 17:00:34 KST [Local batch simulation controller] Job LHS-000131 started. 18 more to go!
6 Jul 2026 17:00:41 KST [Local batch simulation controller] Job LHS-000132 started. 17 more to go!
6 Jul 2026 17:00:44 KST [Local batch simulation controller] Job LHS-000133 started. 16 more to go!
6 Jul 2026 17:00:49 KST [Local batch simulation controller] Job LHS-000134 started. 15 more to go!
6 Jul 2026 17:00:49 KST [Local batch simulation controller] Job LHS-000135 started. 14 more to go!
6 Jul 2026 17:00:54 KST [Local batch simulation controller] Job LHS-000136 started. 13 more to go!
6 Jul 2026 17:00:55 KST [Local batch simulation controller] Job LHS-000137 started. 12 more to go!
6 Jul 2026 17:00:58 KST [Local batch simulation controller] Job LHS-000138 started. 11 more to go!
6 Jul 2026 17:00:59 KST [Local batch simulation controller] Job LHS-000139 started. 10 more to go!
6 Jul 2026 17:01:08 KST [Local batch simulation controller] Job LHS-000140 started. 9 more to go!
6 Jul 2026 17:01:30 KST [Local batch simulation controller] Job LHS-000141 started. 8 more to go!
6 Jul 2026 17:01:44 KST [Local batch simulation controller] Job LHS-000142 started. 7 more to go!
6 Jul 2026 17:01:44 KST [Local batch simulation controller] Job LHS-000143 started. 6 more to go!
6 Jul 2026 17:01:59 KST [Local batch simulation controller] Job LHS-000144 started. 5 more to go!
6 Jul 2026 17:01:59 KST [Local batch simulation controller] Job LHS-000145 started. 4 more to go!
6 Jul 2026 17:02:05 KST [Local batch simulation controller] Job LHS-000146 started. 3 more to go!
6 Jul 2026 17:02:09 KST [Local batch simulation controller] Job LHS-000147 started. 2 more to go!
6 Jul 2026 17:02:12 KST [Local batch simulation controller] Job LHS-000148 started. 1 more to go!
6 Jul 2026 17:02:12 KST [Local batch simulation controller] Job LHS-000149 started. 0 more to go!
6 Jul 2026 17:02:12 KST [Local batch simulation controller] Nearly there ...
6 Jul 2026 17:03:20 KST [Local batch simulation controller] Local batch simulation controller is FINISHED [Que=0, Run=0, Fin=150]
6 Jul 2026 17:03:20 KST [Local batch simulation controller] Local agent stopped.
6 Jul 2026 17:03:20 KST [Local batch simulation controller] Collecting results ...
6 Jul 2026 17:03:20 KST [Local batch simulation controller] Standard report collector collected 150 simulation reports in D:\1. Research\0. CONFERENCE PAPER\2026.09_ICAE2026\3. DATA_CODE\CODE\data\jEPlus-LHS\0_Test\0_LHS external test\4\RunTimes.csv
6 Jul 2026 17:03:20 KST [Local batch simulation controller] Standard report collector collected job index table in D:\1. Research\0. CONFERENCE PAPER\2026.09_ICAE2026\3. DATA_CODE\CODE\data\jEPlus-LHS\0_Test\0_LHS external test\4\SimJobIndex.csv
6 Jul 2026 17:03:23 KST [Local batch simulation controller] Combined result table AllCombinedResults.csv is created.
6 Jul 2026 17:03:23 KST [Local batch simulation controller] Derivative result table AllDerivedResults.csv is created.
6 Jul 2026 17:03:23 KST [Local batch simulation controller] All done!
6 Jul 2026 17:03:23 KST [Local batch simulation controller] Simulation finished at: Mon, 6 Jul 2026 17:03:23
6 Jul 2026 17:03:23 KST [Local batch simulation controller] Total execution time = 791 seconds.
The project contains:
D:\1. Research\0. CONFERENCE PAPER\2026.09_ICAE2026\3. DATA_CODE\CODE\data\energy_models\ASHRAE901_OfficeMedium_STD2019_HoChiMinh.idf
D:\1. Research\0. CONFERENCE PAPER\2026.09_ICAE2026\3. DATA_CODE\jEPlus-LHS\my_results.rvi
Validating jobs. Hang on ...
Validation successful!
Validation result: pass
Warning: no report variable is defined. This project may not work with jEPlus+EA.
Jobs are compiled from 1 models and 1 weather files, with the following
Parameter Chains:
P1("@@P1_Wall_R@@") --> P2("@@P2_Roof_R@@") --> P3("@@P3_Roof_Abs@@") --> P4("@@P4_U@@¦@@P4_SHGC@@¦@@P4_VT@@") --> P5("@@P5_COP@@") --> P6("@@P6_ClgSetp@@") --> P7("@@P7_LPD@@") --> 62500 jobs
62,500 jobs have been identified in total.
Simulation work directories and results will be stored in: D:\1. Research\0. CONFERENCE PAPER\2026.09_ICAE2026\3. DATA_CODE\CODE\data\jEPlus-LHS\0_Test\0_LHS external test\6\
A LHS sample of 150 jobs has started ...
6 Jul 2026 17:11:41 KST [Local batch simulation controller] Writing job lists to D:\1. Research\0. CONFERENCE PAPER\2026.09_ICAE2026\3. DATA_CODE\CODE\data\jEPlus-LHS\joblist_out.csv
6 Jul 2026 17:11:41 KST [Local batch simulation controller] Job LHS-000000 started. 149 more to go!
6 Jul 2026 17:11:41 KST [Local batch simulation controller] Job LHS-000001 started. 148 more to go!
6 Jul 2026 17:11:42 KST [Local batch simulation controller] Job LHS-000002 started. 147 more to go!
6 Jul 2026 17:11:42 KST [Local batch simulation controller] Job LHS-000003 started. 146 more to go!
6 Jul 2026 17:11:42 KST [Local batch simulation controller] Job LHS-000004 started. 145 more to go!
6 Jul 2026 17:11:42 KST [Local batch simulation controller] Job LHS-000005 started. 144 more to go!
6 Jul 2026 17:11:42 KST [Local batch simulation controller] Job LHS-000006 started. 143 more to go!
6 Jul 2026 17:11:42 KST [Local batch simulation controller] Job LHS-000007 started. 142 more to go!
6 Jul 2026 17:11:42 KST [Local batch simulation controller] Job LHS-000008 started. 141 more to go!
6 Jul 2026 17:11:43 KST [Local batch simulation controller] Job LHS-000009 started. 140 more to go!
6 Jul 2026 17:11:43 KST [Local batch simulation controller] Job LHS-000010 started. 139 more to go!
6 Jul 2026 17:11:43 KST [Local batch simulation controller] Job LHS-000011 started. 138 more to go!
6 Jul 2026 17:11:43 KST [Local batch simulation controller] Job LHS-000012 started. 137 more to go!
6 Jul 2026 17:11:43 KST [Local batch simulation controller] Job LHS-000013 started. 136 more to go!
6 Jul 2026 17:11:43 KST [Local batch simulation controller] Job LHS-000014 started. 135 more to go!
6 Jul 2026 17:11:43 KST [Local batch simulation controller] Job LHS-000015 started. 134 more to go!
6 Jul 2026 17:11:43 KST [Local batch simulation controller] Job LHS-000016 started. 133 more to go!
6 Jul 2026 17:11:43 KST [Local batch simulation controller] Job LHS-000017 started. 132 more to go!
6 Jul 2026 17:11:44 KST [Local batch simulation controller] Job LHS-000018 started. 131 more to go!
6 Jul 2026 17:11:44 KST [Local batch simulation controller] Job LHS-000019 started. 130 more to go!
6 Jul 2026 17:11:44 KST [Local batch simulation controller] Job LHS-000020 started. 129 more to go!
6 Jul 2026 17:11:44 KST [Local batch simulation controller] Job LHS-000021 started. 128 more to go!
6 Jul 2026 17:11:44 KST [Local batch simulation controller] Job LHS-000022 started. 127 more to go!
6 Jul 2026 17:11:44 KST [Local batch simulation controller] Job LHS-000023 started. 126 more to go!
6 Jul 2026 17:11:44 KST [Local batch simulation controller] Job LHS-000024 started. 125 more to go!
6 Jul 2026 17:11:44 KST [Local batch simulation controller] Job LHS-000025 started. 124 more to go!
6 Jul 2026 17:11:44 KST [Local batch simulation controller] Job LHS-000026 started. 123 more to go!
6 Jul 2026 17:11:44 KST [Local batch simulation controller] Job LHS-000027 started. 122 more to go!
6 Jul 2026 17:13:08 KST [Local batch simulation controller] Job LHS-000028 started. 121 more to go!
6 Jul 2026 17:13:13 KST [Local batch simulation controller] Job LHS-000029 started. 120 more to go!
6 Jul 2026 17:13:15 KST [Local batch simulation controller] Job LHS-000030 started. 119 more to go!
6 Jul 2026 17:13:16 KST [Local batch simulation controller] Job LHS-000031 started. 118 more to go!
6 Jul 2026 17:13:20 KST [Local batch simulation controller] Job LHS-000032 started. 117 more to go!
6 Jul 2026 17:13:23 KST [Local batch simulation controller] Job LHS-000033 started. 116 more to go!
6 Jul 2026 17:13:24 KST [Local batch simulation controller] Job LHS-000034 started. 115 more to go!
6 Jul 2026 17:13:28 KST [Local batch simulation controller] Job LHS-000035 started. 114 more to go!
6 Jul 2026 17:13:30 KST [Local batch simulation controller] Job LHS-000036 started. 113 more to go!
6 Jul 2026 17:13:31 KST [Local batch simulation controller] Job LHS-000037 started. 112 more to go!
6 Jul 2026 17:13:31 KST [Local batch simulation controller] Job LHS-000038 started. 111 more to go!
6 Jul 2026 17:13:31 KST [Local batch simulation controller] Job LHS-000039 started. 110 more to go!
6 Jul 2026 17:13:32 KST [Local batch simulation controller] Job LHS-000040 started. 109 more to go!
6 Jul 2026 17:13:33 KST [Local batch simulation controller] Job LHS-000041 started. 108 more to go!
6 Jul 2026 17:13:33 KST [Local batch simulation controller] Job LHS-000042 started. 107 more to go!
6 Jul 2026 17:13:33 KST [Local batch simulation controller] Job LHS-000043 started. 106 more to go!
6 Jul 2026 17:13:34 KST [Local batch simulation controller] Job LHS-000044 started. 105 more to go!
6 Jul 2026 17:13:34 KST [Local batch simulation controller] Job LHS-000045 started. 104 more to go!
6 Jul 2026 17:13:34 KST [Local batch simulation controller] Job LHS-000046 started. 103 more to go!
6 Jul 2026 17:13:35 KST [Local batch simulation controller] Job LHS-000047 started. 102 more to go!
6 Jul 2026 17:13:35 KST [Local batch simulation controller] Job LHS-000048 started. 101 more to go!
6 Jul 2026 17:13:36 KST [Local batch simulation controller] Job LHS-000049 started. 100 more to go!
6 Jul 2026 17:13:37 KST [Local batch simulation controller] Job LHS-000050 started. 99 more to go!
6 Jul 2026 17:13:39 KST [Local batch simulation controller] Job LHS-000051 started. 98 more to go!
6 Jul 2026 17:13:39 KST [Local batch simulation controller] Job LHS-000052 started. 97 more to go!
6 Jul 2026 17:13:41 KST [Local batch simulation controller] Job LHS-000053 started. 96 more to go!
6 Jul 2026 17:13:43 KST [Local batch simulation controller] Job LHS-000054 started. 95 more to go!
6 Jul 2026 17:13:46 KST [Local batch simulation controller] Job LHS-000055 started. 94 more to go!
6 Jul 2026 17:14:41 KST [Local batch simulation controller] Job LHS-000056 started. 93 more to go!
6 Jul 2026 17:14:47 KST [Local batch simulation controller] Job LHS-000057 started. 92 more to go!
6 Jul 2026 17:14:55 KST [Local batch simulation controller] Job LHS-000058 started. 91 more to go!
6 Jul 2026 17:15:00 KST [Local batch simulation controller] Job LHS-000059 started. 90 more to go!
6 Jul 2026 17:15:12 KST [Local batch simulation controller] Job LHS-000060 started. 89 more to go!
6 Jul 2026 17:15:12 KST [Local batch simulation controller] Job LHS-000061 started. 88 more to go!
6 Jul 2026 17:15:14 KST [Local batch simulation controller] Job LHS-000062 started. 87 more to go!
6 Jul 2026 17:15:15 KST [Local batch simulation controller] Job LHS-000063 started. 86 more to go!
6 Jul 2026 17:15:17 KST [Local batch simulation controller] Job LHS-000064 started. 85 more to go!
6 Jul 2026 17:15:19 KST [Local batch simulation controller] Job LHS-000065 started. 84 more to go!
6 Jul 2026 17:15:20 KST [Local batch simulation controller] Job LHS-000066 started. 83 more to go!
6 Jul 2026 17:15:20 KST [Local batch simulation controller] Job LHS-000067 started. 82 more to go!
6 Jul 2026 17:15:21 KST [Local batch simulation controller] Job LHS-000068 started. 81 more to go!
6 Jul 2026 17:15:21 KST [Local batch simulation controller] Job LHS-000069 started. 80 more to go!
6 Jul 2026 17:15:21 KST [Local batch simulation controller] Job LHS-000070 started. 79 more to go!
6 Jul 2026 17:15:21 KST [Local batch simulation controller] Job LHS-000071 started. 78 more to go!
6 Jul 2026 17:15:23 KST [Local batch simulation controller] Job LHS-000072 started. 77 more to go!
6 Jul 2026 17:15:23 KST [Local batch simulation controller] Job LHS-000073 started. 76 more to go!
6 Jul 2026 17:15:24 KST [Local batch simulation controller] Job LHS-000074 started. 75 more to go!
6 Jul 2026 17:15:25 KST [Local batch simulation controller] Job LHS-000075 started. 74 more to go!
6 Jul 2026 17:15:25 KST [Local batch simulation controller] Job LHS-000076 started. 73 more to go!
6 Jul 2026 17:15:28 KST [Local batch simulation controller] Job LHS-000077 started. 72 more to go!
6 Jul 2026 17:15:32 KST [Local batch simulation controller] Job LHS-000078 started. 71 more to go!
6 Jul 2026 17:15:33 KST [Local batch simulation controller] Job LHS-000079 started. 70 more to go!
6 Jul 2026 17:15:35 KST [Local batch simulation controller] Job LHS-000080 started. 69 more to go!
6 Jul 2026 17:15:36 KST [Local batch simulation controller] Job LHS-000081 started. 68 more to go!
6 Jul 2026 17:15:37 KST [Local batch simulation controller] Job LHS-000082 started. 67 more to go!
6 Jul 2026 17:15:42 KST [Local batch simulation controller] Job LHS-000083 started. 66 more to go!
6 Jul 2026 17:16:36 KST [Local batch simulation controller] Job LHS-000084 started. 65 more to go!
6 Jul 2026 17:16:48 KST [Local batch simulation controller] Job LHS-000085 started. 64 more to go!
6 Jul 2026 17:16:49 KST [Local batch simulation controller] Job LHS-000086 started. 63 more to go!
6 Jul 2026 17:16:54 KST [Local batch simulation controller] Job LHS-000087 started. 62 more to go!
6 Jul 2026 17:16:54 KST [Local batch simulation controller] Job LHS-000088 started. 61 more to go!
6 Jul 2026 17:17:05 KST [Local batch simulation controller] Job LHS-000089 started. 60 more to go!
6 Jul 2026 17:17:07 KST [Local batch simulation controller] Job LHS-000090 started. 59 more to go!
6 Jul 2026 17:17:11 KST [Local batch simulation controller] Job LHS-000091 started. 58 more to go!
6 Jul 2026 17:17:17 KST [Local batch simulation controller] Job LHS-000092 started. 57 more to go!
6 Jul 2026 17:17:18 KST [Local batch simulation controller] Job LHS-000093 started. 56 more to go!
6 Jul 2026 17:17:18 KST [Local batch simulation controller] Job LHS-000094 started. 55 more to go!
6 Jul 2026 17:17:21 KST [Local batch simulation controller] Job LHS-000095 started. 54 more to go!
6 Jul 2026 17:17:28 KST [Local batch simulation controller] Job LHS-000096 started. 53 more to go!
6 Jul 2026 17:17:29 KST [Local batch simulation controller] Job LHS-000097 started. 52 more to go!
6 Jul 2026 17:17:32 KST [Local batch simulation controller] Job LHS-000098 started. 51 more to go!
6 Jul 2026 17:17:36 KST [Local batch simulation controller] Job LHS-000099 started. 50 more to go!
6 Jul 2026 17:17:37 KST [Local batch simulation controller] Job LHS-000100 started. 49 more to go!
6 Jul 2026 17:17:38 KST [Local batch simulation controller] Job LHS-000101 started. 48 more to go!
6 Jul 2026 17:17:38 KST [Local batch simulation controller] Job LHS-000102 started. 47 more to go!
6 Jul 2026 17:17:43 KST [Local batch simulation controller] Job LHS-000103 started. 46 more to go!
6 Jul 2026 17:17:45 KST [Local batch simulation controller] Job LHS-000104 started. 45 more to go!
6 Jul 2026 17:17:45 KST [Local batch simulation controller] Job LHS-000105 started. 44 more to go!
6 Jul 2026 17:17:47 KST [Local batch simulation controller] Job LHS-000106 started. 43 more to go!
6 Jul 2026 17:17:48 KST [Local batch simulation controller] Job LHS-000107 started. 42 more to go!
6 Jul 2026 17:17:49 KST [Local batch simulation controller] Job LHS-000108 started. 41 more to go!
6 Jul 2026 17:17:57 KST [Local batch simulation controller] Job LHS-000109 started. 40 more to go!
6 Jul 2026 17:18:04 KST [Local batch simulation controller] Job LHS-000110 started. 39 more to go!
6 Jul 2026 17:18:16 KST [Local batch simulation controller] Job LHS-000111 started. 38 more to go!
6 Jul 2026 17:18:17 KST [Local batch simulation controller] Job LHS-000112 started. 37 more to go!
6 Jul 2026 17:18:19 KST [Local batch simulation controller] Job LHS-000113 started. 36 more to go!
6 Jul 2026 17:18:25 KST [Local batch simulation controller] Job LHS-000114 started. 35 more to go!
6 Jul 2026 17:18:54 KST [Local batch simulation controller] Job LHS-000115 started. 34 more to go!
6 Jul 2026 17:18:57 KST [Local batch simulation controller] Job LHS-000116 started. 33 more to go!
6 Jul 2026 17:19:05 KST [Local batch simulation controller] Job LHS-000117 started. 32 more to go!
6 Jul 2026 17:19:12 KST [Local batch simulation controller] Job LHS-000118 started. 31 more to go!
6 Jul 2026 17:19:14 KST [Local batch simulation controller] Job LHS-000119 started. 30 more to go!
6 Jul 2026 17:19:14 KST [Local batch simulation controller] Job LHS-000120 started. 29 more to go!
6 Jul 2026 17:19:14 KST [Local batch simulation controller] Job LHS-000121 started. 28 more to go!
6 Jul 2026 17:19:18 KST [Local batch simulation controller] Job LHS-000122 started. 27 more to go!
6 Jul 2026 17:19:22 KST [Local batch simulation controller] Job LHS-000123 started. 26 more to go!
6 Jul 2026 17:19:23 KST [Local batch simulation controller] Job LHS-000124 started. 25 more to go!
6 Jul 2026 17:19:28 KST [Local batch simulation controller] Job LHS-000125 started. 24 more to go!
6 Jul 2026 17:19:30 KST [Local batch simulation controller] Job LHS-000126 started. 23 more to go!
6 Jul 2026 17:19:31 KST [Local batch simulation controller] Job LHS-000127 started. 22 more to go!
6 Jul 2026 17:19:31 KST [Local batch simulation controller] Job LHS-000128 started. 21 more to go!
6 Jul 2026 17:19:32 KST [Local batch simulation controller] Job LHS-000129 started. 20 more to go!
6 Jul 2026 17:19:33 KST [Local batch simulation controller] Job LHS-000130 started. 19 more to go!
6 Jul 2026 17:19:38 KST [Local batch simulation controller] Job LHS-000131 started. 18 more to go!
6 Jul 2026 17:19:39 KST [Local batch simulation controller] Job LHS-000132 started. 17 more to go!
6 Jul 2026 17:19:46 KST [Local batch simulation controller] Job LHS-000133 started. 16 more to go!
6 Jul 2026 17:19:47 KST [Local batch simulation controller] Job LHS-000134 started. 15 more to go!
6 Jul 2026 17:19:47 KST [Local batch simulation controller] Job LHS-000135 started. 14 more to go!
6 Jul 2026 17:19:47 KST [Local batch simulation controller] Job LHS-000136 started. 13 more to go!
6 Jul 2026 17:19:50 KST [Local batch simulation controller] Job LHS-000137 started. 12 more to go!
6 Jul 2026 17:19:55 KST [Local batch simulation controller] Job LHS-000138 started. 11 more to go!
6 Jul 2026 17:19:56 KST [Local batch simulation controller] Job LHS-000139 started. 10 more to go!
6 Jul 2026 17:20:00 KST [Local batch simulation controller] Job LHS-000140 started. 9 more to go!
6 Jul 2026 17:20:02 KST [Local batch simulation controller] Job LHS-000141 started. 8 more to go!
6 Jul 2026 17:20:12 KST [Local batch simulation controller] Job LHS-000142 started. 7 more to go!
6 Jul 2026 17:20:43 KST [Local batch simulation controller] Job LHS-000143 started. 6 more to go!
6 Jul 2026 17:20:48 KST [Local batch simulation controller] Job LHS-000144 started. 5 more to go!
6 Jul 2026 17:20:53 KST [Local batch simulation controller] Job LHS-000145 started. 4 more to go!
6 Jul 2026 17:20:58 KST [Local batch simulation controller] Job LHS-000146 started. 3 more to go!
6 Jul 2026 17:21:04 KST [Local batch simulation controller] Job LHS-000147 started. 2 more to go!
6 Jul 2026 17:21:06 KST [Local batch simulation controller] Job LHS-000148 started. 1 more to go!
6 Jul 2026 17:21:08 KST [Local batch simulation controller] Job LHS-000149 started. 0 more to go!
6 Jul 2026 17:21:08 KST [Local batch simulation controller] Nearly there ...
6 Jul 2026 17:21:58 KST [Local batch simulation controller] Local batch simulation controller is FINISHED [Que=0, Run=0, Fin=150]
6 Jul 2026 17:21:58 KST [Local batch simulation controller] Local agent stopped.
6 Jul 2026 17:21:58 KST [Local batch simulation controller] Collecting results ...
6 Jul 2026 17:21:58 KST [Local batch simulation controller] Standard report collector collected 150 simulation reports in D:\1. Research\0. CONFERENCE PAPER\2026.09_ICAE2026\3. DATA_CODE\CODE\data\jEPlus-LHS\0_Test\0_LHS external test\6\RunTimes.csv
6 Jul 2026 17:21:58 KST [Local batch simulation controller] Standard report collector collected job index table in D:\1. Research\0. CONFERENCE PAPER\2026.09_ICAE2026\3. DATA_CODE\CODE\data\jEPlus-LHS\0_Test\0_LHS external test\6\SimJobIndex.csv
6 Jul 2026 17:22:01 KST [Local batch simulation controller] Combined result table AllCombinedResults.csv is created.
6 Jul 2026 17:22:01 KST [Local batch simulation controller] Derivative result table AllDerivedResults.csv is created.
6 Jul 2026 17:22:01 KST [Local batch simulation controller] All done!
6 Jul 2026 17:22:01 KST [Local batch simulation controller] Simulation finished at: Mon, 6 Jul 2026 17:22:01
6 Jul 2026 17:22:01 KST [Local batch simulation controller] Total execution time = 620 seconds.
Validating jobs. Hang on ...
Validation successful!
Validation result: pass
Warning: no report variable is defined. This project may not work with jEPlus+EA.
Jobs are compiled from 1 models and 1 weather files, with the following
Parameter Chains:
P1("@@P1_Wall_R@@") --> P2("@@P2_Roof_R@@") --> P3("@@P3_Roof_Abs@@") --> P4("@@P4_U@@¦@@P4_SHGC@@¦@@P4_VT@@") --> P5("@@P5_COP@@") --> P6("@@P6_ClgSetp@@") --> P7("@@P7_LPD@@") --> 62500 jobs
62,500 jobs have been identified in total.
Simulation work directories and results will be stored in: D:\1. Research\0. CONFERENCE PAPER\2026.09_ICAE2026\3. DATA_CODE\CODE\data\jEPlus-LHS\0_Test\0_LHS external test\7\
A LHS sample of 150 jobs has started ...
6 Jul 2026 17:23:29 KST [Local batch simulation controller] Writing job lists to D:\1. Research\0. CONFERENCE PAPER\2026.09_ICAE2026\3. DATA_CODE\CODE\data\jEPlus-LHS\joblist_out.csv
6 Jul 2026 17:23:29 KST [Local batch simulation controller] Job LHS-000000 started. 149 more to go!
6 Jul 2026 17:23:29 KST [Local batch simulation controller] Job LHS-000001 started. 148 more to go!
6 Jul 2026 17:23:30 KST [Local batch simulation controller] Job LHS-000002 started. 147 more to go!
6 Jul 2026 17:23:30 KST [Local batch simulation controller] Job LHS-000003 started. 146 more to go!
6 Jul 2026 17:23:30 KST [Local batch simulation controller] Job LHS-000004 started. 145 more to go!
6 Jul 2026 17:23:30 KST [Local batch simulation controller] Job LHS-000005 started. 144 more to go!
6 Jul 2026 17:23:31 KST [Local batch simulation controller] Job LHS-000006 started. 143 more to go!
6 Jul 2026 17:23:31 KST [Local batch simulation controller] Job LHS-000007 started. 142 more to go!
6 Jul 2026 17:23:31 KST [Local batch simulation controller] Job LHS-000008 started. 141 more to go!
6 Jul 2026 17:23:31 KST [Local batch simulation controller] Job LHS-000009 started. 140 more to go!
6 Jul 2026 17:23:31 KST [Local batch simulation controller] Job LHS-000010 started. 139 more to go!
6 Jul 2026 17:23:31 KST [Local batch simulation controller] Job LHS-000011 started. 138 more to go!
6 Jul 2026 17:23:31 KST [Local batch simulation controller] Job LHS-000012 started. 137 more to go!
6 Jul 2026 17:23:31 KST [Local batch simulation controller] Job LHS-000013 started. 136 more to go!
6 Jul 2026 17:23:31 KST [Local batch simulation controller] Job LHS-000014 started. 135 more to go!
6 Jul 2026 17:23:32 KST [Local batch simulation controller] Job LHS-000015 started. 134 more to go!
6 Jul 2026 17:23:32 KST [Local batch simulation controller] Job LHS-000016 started. 133 more to go!
6 Jul 2026 17:23:32 KST [Local batch simulation controller] Job LHS-000017 started. 132 more to go!
6 Jul 2026 17:23:32 KST [Local batch simulation controller] Job LHS-000018 started. 131 more to go!
6 Jul 2026 17:23:32 KST [Local batch simulation controller] Job LHS-000019 started. 130 more to go!
6 Jul 2026 17:23:32 KST [Local batch simulation controller] Job LHS-000020 started. 129 more to go!
6 Jul 2026 17:23:32 KST [Local batch simulation controller] Job LHS-000021 started. 128 more to go!
6 Jul 2026 17:23:32 KST [Local batch simulation controller] Job LHS-000022 started. 127 more to go!
6 Jul 2026 17:23:32 KST [Local batch simulation controller] Job LHS-000023 started. 126 more to go!
6 Jul 2026 17:23:33 KST [Local batch simulation controller] Job LHS-000024 started. 125 more to go!
6 Jul 2026 17:23:33 KST [Local batch simulation controller] Job LHS-000025 started. 124 more to go!
6 Jul 2026 17:23:33 KST [Local batch simulation controller] Job LHS-000026 started. 123 more to go!
6 Jul 2026 17:23:33 KST [Local batch simulation controller] Job LHS-000027 started. 122 more to go!
6 Jul 2026 17:24:58 KST [Local batch simulation controller] Job LHS-000028 started. 121 more to go!
6 Jul 2026 17:25:00 KST [Local batch simulation controller] Job LHS-000029 started. 120 more to go!
6 Jul 2026 17:25:03 KST [Local batch simulation controller] Job LHS-000030 started. 119 more to go!
6 Jul 2026 17:25:05 KST [Local batch simulation controller] Job LHS-000031 started. 118 more to go!
6 Jul 2026 17:25:06 KST [Local batch simulation controller] Job LHS-000032 started. 117 more to go!
6 Jul 2026 17:25:12 KST [Local batch simulation controller] Job LHS-000033 started. 116 more to go!
6 Jul 2026 17:25:12 KST [Local batch simulation controller] Job LHS-000034 started. 115 more to go!
6 Jul 2026 17:25:12 KST [Local batch simulation controller] Job LHS-000035 started. 114 more to go!
6 Jul 2026 17:25:13 KST [Local batch simulation controller] Job LHS-000036 started. 113 more to go!
6 Jul 2026 17:25:13 KST [Local batch simulation controller] Job LHS-000037 started. 112 more to go!
6 Jul 2026 17:25:14 KST [Local batch simulation controller] Job LHS-000038 started. 111 more to go!
6 Jul 2026 17:25:15 KST [Local batch simulation controller] Job LHS-000039 started. 110 more to go!
6 Jul 2026 17:25:15 KST [Local batch simulation controller] Job LHS-000040 started. 109 more to go!
6 Jul 2026 17:25:15 KST [Local batch simulation controller] Job LHS-000041 started. 108 more to go!
6 Jul 2026 17:25:15 KST [Local batch simulation controller] Job LHS-000042 started. 107 more to go!
6 Jul 2026 17:25:16 KST [Local batch simulation controller] Job LHS-000043 started. 106 more to go!
6 Jul 2026 17:25:16 KST [Local batch simulation controller] Job LHS-000044 started. 105 more to go!
6 Jul 2026 17:25:16 KST [Local batch simulation controller] Job LHS-000045 started. 104 more to go!
6 Jul 2026 17:25:18 KST [Local batch simulation controller] Job LHS-000046 started. 103 more to go!
6 Jul 2026 17:25:18 KST [Local batch simulation controller] Job LHS-000047 started. 102 more to go!
6 Jul 2026 17:25:19 KST [Local batch simulation controller] Job LHS-000048 started. 101 more to go!
6 Jul 2026 17:25:19 KST [Local batch simulation controller] Job LHS-000049 started. 100 more to go!
6 Jul 2026 17:25:20 KST [Local batch simulation controller] Job LHS-000050 started. 99 more to go!
6 Jul 2026 17:25:21 KST [Local batch simulation controller] Job LHS-000051 started. 98 more to go!
6 Jul 2026 17:25:22 KST [Local batch simulation controller] Job LHS-000052 started. 97 more to go!
6 Jul 2026 17:25:23 KST [Local batch simulation controller] Job LHS-000053 started. 96 more to go!
6 Jul 2026 17:25:24 KST [Local batch simulation controller] Job LHS-000054 started. 95 more to go!
6 Jul 2026 17:25:29 KST [Local batch simulation controller] Job LHS-000055 started. 94 more to go!
6 Jul 2026 17:26:44 KST [Local batch simulation controller] Job LHS-000056 started. 93 more to go!
6 Jul 2026 17:26:45 KST [Local batch simulation controller] Job LHS-000057 started. 92 more to go!
6 Jul 2026 17:26:48 KST [Local batch simulation controller] Job LHS-000058 started. 91 more to go!
6 Jul 2026 17:26:48 KST [Local batch simulation controller] Job LHS-000059 started. 90 more to go!
6 Jul 2026 17:26:49 KST [Local batch simulation controller] Job LHS-000060 started. 89 more to go!
6 Jul 2026 17:26:54 KST [Local batch simulation controller] Job LHS-000061 started. 88 more to go!
6 Jul 2026 17:26:55 KST [Local batch simulation controller] Job LHS-000062 started. 87 more to go!
6 Jul 2026 17:26:55 KST [Local batch simulation controller] Job LHS-000063 started. 86 more to go!
6 Jul 2026 17:26:57 KST [Local batch simulation controller] Job LHS-000064 started. 85 more to go!
6 Jul 2026 17:26:57 KST [Local batch simulation controller] Job LHS-000065 started. 84 more to go!
6 Jul 2026 17:26:58 KST [Local batch simulation controller] Job LHS-000066 started. 83 more to go!
6 Jul 2026 17:27:02 KST [Local batch simulation controller] Job LHS-000067 started. 82 more to go!
6 Jul 2026 17:27:04 KST [Local batch simulation controller] Job LHS-000068 started. 81 more to go!
6 Jul 2026 17:27:05 KST [Local batch simulation controller] Job LHS-000069 started. 80 more to go!
6 Jul 2026 17:27:05 KST [Local batch simulation controller] Job LHS-000070 started. 79 more to go!
6 Jul 2026 17:27:06 KST [Local batch simulation controller] Job LHS-000071 started. 78 more to go!
6 Jul 2026 17:27:08 KST [Local batch simulation controller] Job LHS-000072 started. 77 more to go!
6 Jul 2026 17:27:08 KST [Local batch simulation controller] Job LHS-000073 started. 76 more to go!
6 Jul 2026 17:27:08 KST [Local batch simulation controller] Job LHS-000074 started. 75 more to go!
6 Jul 2026 17:27:09 KST [Local batch simulation controller] Job LHS-000075 started. 74 more to go!
6 Jul 2026 17:27:09 KST [Local batch simulation controller] Job LHS-000076 started. 73 more to go!
6 Jul 2026 17:27:10 KST [Local batch simulation controller] Job LHS-000077 started. 72 more to go!
6 Jul 2026 17:27:10 KST [Local batch simulation controller] Job LHS-000078 started. 71 more to go!
6 Jul 2026 17:27:15 KST [Local batch simulation controller] Job LHS-000079 started. 70 more to go!
6 Jul 2026 17:27:15 KST [Local batch simulation controller] Job LHS-000080 started. 69 more to go!
6 Jul 2026 17:27:19 KST [Local batch simulation controller] Job LHS-000081 started. 68 more to go!
6 Jul 2026 17:27:26 KST [Local batch simulation controller] Job LHS-000082 started. 67 more to go!
6 Jul 2026 17:27:28 KST [Local batch simulation controller] Job LHS-000083 started. 66 more to go!
6 Jul 2026 17:28:25 KST [Local batch simulation controller] Job LHS-000084 started. 65 more to go!
6 Jul 2026 17:28:25 KST [Local batch simulation controller] Job LHS-000085 started. 64 more to go!
6 Jul 2026 17:28:26 KST [Local batch simulation controller] Job LHS-000086 started. 63 more to go!
6 Jul 2026 17:28:33 KST [Local batch simulation controller] Job LHS-000087 started. 62 more to go!
6 Jul 2026 17:28:33 KST [Local batch simulation controller] Job LHS-000088 started. 61 more to go!
6 Jul 2026 17:28:34 KST [Local batch simulation controller] Job LHS-000089 started. 60 more to go!
6 Jul 2026 17:28:36 KST [Local batch simulation controller] Job LHS-000090 started. 59 more to go!
6 Jul 2026 17:28:38 KST [Local batch simulation controller] Job LHS-000091 started. 58 more to go!
6 Jul 2026 17:28:38 KST [Local batch simulation controller] Job LHS-000092 started. 57 more to go!
6 Jul 2026 17:28:42 KST [Local batch simulation controller] Job LHS-000093 started. 56 more to go!
6 Jul 2026 17:28:43 KST [Local batch simulation controller] Job LHS-000094 started. 55 more to go!
6 Jul 2026 17:28:45 KST [Local batch simulation controller] Job LHS-000095 started. 54 more to go!
6 Jul 2026 17:28:49 KST [Local batch simulation controller] Job LHS-000096 started. 53 more to go!
6 Jul 2026 17:28:52 KST [Local batch simulation controller] Job LHS-000097 started. 52 more to go!
6 Jul 2026 17:28:54 KST [Local batch simulation controller] Job LHS-000098 started. 51 more to go!
6 Jul 2026 17:28:55 KST [Local batch simulation controller] Job LHS-000099 started. 50 more to go!
6 Jul 2026 17:28:56 KST [Local batch simulation controller] Job LHS-000100 started. 49 more to go!
6 Jul 2026 17:28:57 KST [Local batch simulation controller] Job LHS-000101 started. 48 more to go!
6 Jul 2026 17:28:59 KST [Local batch simulation controller] Job LHS-000102 started. 47 more to go!
6 Jul 2026 17:29:00 KST [Local batch simulation controller] Job LHS-000103 started. 46 more to go!
6 Jul 2026 17:29:00 KST [Local batch simulation controller] Job LHS-000104 started. 45 more to go!
6 Jul 2026 17:29:01 KST [Local batch simulation controller] Job LHS-000105 started. 44 more to go!
6 Jul 2026 17:29:05 KST [Local batch simulation controller] Job LHS-000106 started. 43 more to go!
6 Jul 2026 17:29:09 KST [Local batch simulation controller] Job LHS-000107 started. 42 more to go!
6 Jul 2026 17:29:11 KST [Local batch simulation controller] Job LHS-000108 started. 41 more to go!
6 Jul 2026 17:29:15 KST [Local batch simulation controller] Job LHS-000109 started. 40 more to go!
6 Jul 2026 17:29:18 KST [Local batch simulation controller] Job LHS-000110 started. 39 more to go!
6 Jul 2026 17:29:19 KST [Local batch simulation controller] Job LHS-000111 started. 38 more to go!
6 Jul 2026 17:30:04 KST [Local batch simulation controller] Job LHS-000112 started. 37 more to go!
6 Jul 2026 17:30:07 KST [Local batch simulation controller] Job LHS-000113 started. 36 more to go!
6 Jul 2026 17:30:17 KST [Local batch simulation controller] Job LHS-000114 started. 35 more to go!
6 Jul 2026 17:30:19 KST [Local batch simulation controller] Job LHS-000115 started. 34 more to go!
6 Jul 2026 17:30:20 KST [Local batch simulation controller] Job LHS-000116 started. 33 more to go!
6 Jul 2026 17:30:26 KST [Local batch simulation controller] Job LHS-000117 started. 32 more to go!
6 Jul 2026 17:30:28 KST [Local batch simulation controller] Job LHS-000118 started. 31 more to go!
6 Jul 2026 17:30:28 KST [Local batch simulation controller] Job LHS-000119 started. 30 more to go!
6 Jul 2026 17:30:28 KST [Local batch simulation controller] Job LHS-000120 started. 29 more to go!
6 Jul 2026 17:30:30 KST [Local batch simulation controller] Job LHS-000121 started. 28 more to go!
6 Jul 2026 17:30:32 KST [Local batch simulation controller] Job LHS-000122 started. 27 more to go!
6 Jul 2026 17:30:35 KST [Local batch simulation controller] Job LHS-000123 started. 26 more to go!
6 Jul 2026 17:30:37 KST [Local batch simulation controller] Job LHS-000124 started. 25 more to go!
6 Jul 2026 17:30:39 KST [Local batch simulation controller] Job LHS-000125 started. 24 more to go!
6 Jul 2026 17:30:40 KST [Local batch simulation controller] Job LHS-000126 started. 23 more to go!
6 Jul 2026 17:30:41 KST [Local batch simulation controller] Job LHS-000127 started. 22 more to go!
6 Jul 2026 17:30:41 KST [Local batch simulation controller] Job LHS-000128 started. 21 more to go!
6 Jul 2026 17:30:43 KST [Local batch simulation controller] Job LHS-000129 started. 20 more to go!
6 Jul 2026 17:30:47 KST [Local batch simulation controller] Job LHS-000130 started. 19 more to go!
6 Jul 2026 17:30:49 KST [Local batch simulation controller] Job LHS-000131 started. 18 more to go!
6 Jul 2026 17:30:53 KST [Local batch simulation controller] Job LHS-000132 started. 17 more to go!
6 Jul 2026 17:30:58 KST [Local batch simulation controller] Job LHS-000133 started. 16 more to go!
6 Jul 2026 17:31:00 KST [Local batch simulation controller] Job LHS-000134 started. 15 more to go!
6 Jul 2026 17:31:01 KST [Local batch simulation controller] Job LHS-000135 started. 14 more to go!
6 Jul 2026 17:31:01 KST [Local batch simulation controller] Job LHS-000136 started. 13 more to go!
6 Jul 2026 17:31:02 KST [Local batch simulation controller] Job LHS-000137 started. 12 more to go!
6 Jul 2026 17:31:08 KST [Local batch simulation controller] Job LHS-000138 started. 11 more to go!
6 Jul 2026 17:31:19 KST [Local batch simulation controller] Job LHS-000139 started. 10 more to go!
6 Jul 2026 17:31:40 KST [Local batch simulation controller] Job LHS-000140 started. 9 more to go!
6 Jul 2026 17:31:58 KST [Local batch simulation controller] Job LHS-000141 started. 8 more to go!
6 Jul 2026 17:32:12 KST [Local batch simulation controller] Job LHS-000142 started. 7 more to go!
6 Jul 2026 17:32:15 KST [Local batch simulation controller] Job LHS-000143 started. 6 more to go!
6 Jul 2026 17:32:16 KST [Local batch simulation controller] Job LHS-000144 started. 5 more to go!
6 Jul 2026 17:32:19 KST [Local batch simulation controller] Job LHS-000145 started. 4 more to go!
6 Jul 2026 17:32:20 KST [Local batch simulation controller] Job LHS-000146 started. 3 more to go!
6 Jul 2026 17:32:20 KST [Local batch simulation controller] Job LHS-000147 started. 2 more to go!
6 Jul 2026 17:32:21 KST [Local batch simulation controller] Job LHS-000148 started. 1 more to go!
6 Jul 2026 17:32:23 KST [Local batch simulation controller] Job LHS-000149 started. 0 more to go!
6 Jul 2026 17:32:24 KST [Local batch simulation controller] Nearly there ...
6 Jul 2026 17:33:21 KST [Local batch simulation controller] Local batch simulation controller is FINISHED [Que=0, Run=0, Fin=150]
6 Jul 2026 17:33:21 KST [Local batch simulation controller] Local agent stopped.
6 Jul 2026 17:33:21 KST [Local batch simulation controller] Collecting results ...
6 Jul 2026 17:33:22 KST [Local batch simulation controller] Standard report collector collected 150 simulation reports in D:\1. Research\0. CONFERENCE PAPER\2026.09_ICAE2026\3. DATA_CODE\CODE\data\jEPlus-LHS\0_Test\0_LHS external test\7\RunTimes.csv
6 Jul 2026 17:33:22 KST [Local batch simulation controller] Standard report collector collected job index table in D:\1. Research\0. CONFERENCE PAPER\2026.09_ICAE2026\3. DATA_CODE\CODE\data\jEPlus-LHS\0_Test\0_LHS external test\7\SimJobIndex.csv
6 Jul 2026 17:33:25 KST [Local batch simulation controller] Combined result table AllCombinedResults.csv is created.
6 Jul 2026 17:33:25 KST [Local batch simulation controller] Derivative result table AllDerivedResults.csv is created.
6 Jul 2026 17:33:25 KST [Local batch simulation controller] All done!
6 Jul 2026 17:33:25 KST [Local batch simulation controller] Simulation finished at: Mon, 6 Jul 2026 17:33:25
6 Jul 2026 17:33:25 KST [Local batch simulation controller] Total execution time = 595 seconds.
Validating jobs. Hang on ...
Validation successful!
Validation result: pass
Warning: no report variable is defined. This project may not work with jEPlus+EA.
Jobs are compiled from 1 models and 1 weather files, with the following
Parameter Chains:
P1("@@P1_Wall_R@@") --> P2("@@P2_Roof_R@@") --> P3("@@P3_Roof_Abs@@") --> P4("@@P4_U@@¦@@P4_SHGC@@¦@@P4_VT@@") --> P5("@@P5_COP@@") --> P6("@@P6_ClgSetp@@") --> P7("@@P7_LPD@@") --> 62500 jobs
62,500 jobs have been identified in total.
Simulation work directories and results will be stored in: D:\1. Research\0. CONFERENCE PAPER\2026.09_ICAE2026\3. DATA_CODE\CODE\data\jEPlus-LHS\0_Test\0_LHS external test\8\
A LHS sample of 150 jobs has started ...
6 Jul 2026 19:28:49 KST [Local batch simulation controller] Writing job lists to D:\1. Research\0. CONFERENCE PAPER\2026.09_ICAE2026\3. DATA_CODE\CODE\data\jEPlus-LHS\joblist_out.csv
6 Jul 2026 19:28:49 KST [Local batch simulation controller] Job LHS-000000 started. 149 more to go!
6 Jul 2026 19:28:49 KST [Local batch simulation controller] Job LHS-000001 started. 148 more to go!
6 Jul 2026 19:28:50 KST [Local batch simulation controller] Job LHS-000002 started. 147 more to go!
6 Jul 2026 19:28:50 KST [Local batch simulation controller] Job LHS-000003 started. 146 more to go!
6 Jul 2026 19:28:50 KST [Local batch simulation controller] Job LHS-000004 started. 145 more to go!
6 Jul 2026 19:28:50 KST [Local batch simulation controller] Job LHS-000005 started. 144 more to go!
6 Jul 2026 19:28:50 KST [Local batch simulation controller] Job LHS-000006 started. 143 more to go!
6 Jul 2026 19:28:50 KST [Local batch simulation controller] Job LHS-000007 started. 142 more to go!
6 Jul 2026 19:28:50 KST [Local batch simulation controller] Job LHS-000008 started. 141 more to go!
6 Jul 2026 19:28:50 KST [Local batch simulation controller] Job LHS-000009 started. 140 more to go!
6 Jul 2026 19:28:50 KST [Local batch simulation controller] Job LHS-000010 started. 139 more to go!
6 Jul 2026 19:28:51 KST [Local batch simulation controller] Job LHS-000011 started. 138 more to go!
6 Jul 2026 19:28:51 KST [Local batch simulation controller] Job LHS-000012 started. 137 more to go!
6 Jul 2026 19:28:51 KST [Local batch simulation controller] Job LHS-000013 started. 136 more to go!
6 Jul 2026 19:28:51 KST [Local batch simulation controller] Job LHS-000014 started. 135 more to go!
6 Jul 2026 19:28:51 KST [Local batch simulation controller] Job LHS-000015 started. 134 more to go!
6 Jul 2026 19:28:51 KST [Local batch simulation controller] Job LHS-000016 started. 133 more to go!
6 Jul 2026 19:28:51 KST [Local batch simulation controller] Job LHS-000017 started. 132 more to go!
6 Jul 2026 19:28:51 KST [Local batch simulation controller] Job LHS-000018 started. 131 more to go!
6 Jul 2026 19:28:51 KST [Local batch simulation controller] Job LHS-000019 started. 130 more to go!
6 Jul 2026 19:28:51 KST [Local batch simulation controller] Job LHS-000020 started. 129 more to go!
6 Jul 2026 19:28:52 KST [Local batch simulation controller] Job LHS-000021 started. 128 more to go!
6 Jul 2026 19:28:52 KST [Local batch simulation controller] Job LHS-000022 started. 127 more to go!
6 Jul 2026 19:28:52 KST [Local batch simulation controller] Job LHS-000023 started. 126 more to go!
6 Jul 2026 19:28:52 KST [Local batch simulation controller] Job LHS-000024 started. 125 more to go!
6 Jul 2026 19:28:52 KST [Local batch simulation controller] Job LHS-000025 started. 124 more to go!
6 Jul 2026 19:28:52 KST [Local batch simulation controller] Job LHS-000026 started. 123 more to go!
6 Jul 2026 19:28:52 KST [Local batch simulation controller] Job LHS-000027 started. 122 more to go!
6 Jul 2026 19:30:22 KST [Local batch simulation controller] Job LHS-000028 started. 121 more to go!
6 Jul 2026 19:30:23 KST [Local batch simulation controller] Job LHS-000029 started. 120 more to go!
6 Jul 2026 19:30:23 KST [Local batch simulation controller] Job LHS-000030 started. 119 more to go!
6 Jul 2026 19:30:27 KST [Local batch simulation controller] Job LHS-000031 started. 118 more to go!
6 Jul 2026 19:30:28 KST [Local batch simulation controller] Job LHS-000032 started. 117 more to go!
6 Jul 2026 19:30:28 KST [Local batch simulation controller] Job LHS-000033 started. 116 more to go!
6 Jul 2026 19:30:30 KST [Local batch simulation controller] Job LHS-000034 started. 115 more to go!
6 Jul 2026 19:30:31 KST [Local batch simulation controller] Job LHS-000035 started. 114 more to go!
6 Jul 2026 19:30:31 KST [Local batch simulation controller] Job LHS-000036 started. 113 more to go!
6 Jul 2026 19:30:34 KST [Local batch simulation controller] Job LHS-000037 started. 112 more to go!
6 Jul 2026 19:30:34 KST [Local batch simulation controller] Job LHS-000038 started. 111 more to go!
6 Jul 2026 19:30:35 KST [Local batch simulation controller] Job LHS-000039 started. 110 more to go!
6 Jul 2026 19:30:37 KST [Local batch simulation controller] Job LHS-000040 started. 109 more to go!
6 Jul 2026 19:30:38 KST [Local batch simulation controller] Job LHS-000041 started. 108 more to go!
6 Jul 2026 19:30:39 KST [Local batch simulation controller] Job LHS-000042 started. 107 more to go!
6 Jul 2026 19:30:39 KST [Local batch simulation controller] Job LHS-000043 started. 106 more to go!
6 Jul 2026 19:30:40 KST [Local batch simulation controller] Job LHS-000044 started. 105 more to go!
6 Jul 2026 19:30:41 KST [Local batch simulation controller] Job LHS-000045 started. 104 more to go!
6 Jul 2026 19:30:41 KST [Local batch simulation controller] Job LHS-000046 started. 103 more to go!
6 Jul 2026 19:30:42 KST [Local batch simulation controller] Job LHS-000047 started. 102 more to go!
6 Jul 2026 19:30:43 KST [Local batch simulation controller] Job LHS-000048 started. 101 more to go!
6 Jul 2026 19:30:44 KST [Local batch simulation controller] Job LHS-000049 started. 100 more to go!
6 Jul 2026 19:30:45 KST [Local batch simulation controller] Job LHS-000050 started. 99 more to go!
6 Jul 2026 19:30:45 KST [Local batch simulation controller] Job LHS-000051 started. 98 more to go!
6 Jul 2026 19:30:46 KST [Local batch simulation controller] Job LHS-000052 started. 97 more to go!
6 Jul 2026 19:30:47 KST [Local batch simulation controller] Job LHS-000053 started. 96 more to go!
6 Jul 2026 19:30:49 KST [Local batch simulation controller] Job LHS-000054 started. 95 more to go!
6 Jul 2026 19:31:00 KST [Local batch simulation controller] Job LHS-000055 started. 94 more to go!
6 Jul 2026 19:31:53 KST [Local batch simulation controller] Job LHS-000056 started. 93 more to go!
6 Jul 2026 19:32:02 KST [Local batch simulation controller] Job LHS-000057 started. 92 more to go!
6 Jul 2026 19:32:05 KST [Local batch simulation controller] Job LHS-000058 started. 91 more to go!
6 Jul 2026 19:32:06 KST [Local batch simulation controller] Job LHS-000059 started. 90 more to go!
6 Jul 2026 19:32:14 KST [Local batch simulation controller] Job LHS-000060 started. 89 more to go!
6 Jul 2026 19:32:16 KST [Local batch simulation controller] Job LHS-000061 started. 88 more to go!
6 Jul 2026 19:32:16 KST [Local batch simulation controller] Job LHS-000062 started. 87 more to go!
6 Jul 2026 19:32:20 KST [Local batch simulation controller] Job LHS-000063 started. 86 more to go!
6 Jul 2026 19:32:21 KST [Local batch simulation controller] Job LHS-000064 started. 85 more to go!
6 Jul 2026 19:32:22 KST [Local batch simulation controller] Job LHS-000065 started. 84 more to go!
6 Jul 2026 19:32:22 KST [Local batch simulation controller] Job LHS-000066 started. 83 more to go!
6 Jul 2026 19:32:23 KST [Local batch simulation controller] Job LHS-000067 started. 82 more to go!
6 Jul 2026 19:32:23 KST [Local batch simulation controller] Job LHS-000068 started. 81 more to go!
6 Jul 2026 19:32:27 KST [Local batch simulation controller] Job LHS-000069 started. 80 more to go!
6 Jul 2026 19:32:28 KST [Local batch simulation controller] Job LHS-000070 started. 79 more to go!
6 Jul 2026 19:32:34 KST [Local batch simulation controller] Job LHS-000071 started. 78 more to go!
6 Jul 2026 19:32:34 KST [Local batch simulation controller] Job LHS-000072 started. 77 more to go!
6 Jul 2026 19:32:36 KST [Local batch simulation controller] Job LHS-000073 started. 76 more to go!
6 Jul 2026 19:32:37 KST [Local batch simulation controller] Job LHS-000074 started. 75 more to go!
6 Jul 2026 19:32:37 KST [Local batch simulation controller] Job LHS-000075 started. 74 more to go!
6 Jul 2026 19:32:38 KST [Local batch simulation controller] Job LHS-000076 started. 73 more to go!
6 Jul 2026 19:32:38 KST [Local batch simulation controller] Job LHS-000077 started. 72 more to go!
6 Jul 2026 19:32:42 KST [Local batch simulation controller] Job LHS-000078 started. 71 more to go!
6 Jul 2026 19:32:43 KST [Local batch simulation controller] Job LHS-000079 started. 70 more to go!
6 Jul 2026 19:32:45 KST [Local batch simulation controller] Job LHS-000080 started. 69 more to go!
6 Jul 2026 19:32:46 KST [Local batch simulation controller] Job LHS-000081 started. 68 more to go!
6 Jul 2026 19:32:46 KST [Local batch simulation controller] Job LHS-000082 started. 67 more to go!
6 Jul 2026 19:32:48 KST [Local batch simulation controller] Job LHS-000083 started. 66 more to go!
6 Jul 2026 19:33:30 KST [Local batch simulation controller] Job LHS-000084 started. 65 more to go!
6 Jul 2026 19:33:44 KST [Local batch simulation controller] Job LHS-000085 started. 64 more to go!
6 Jul 2026 19:33:57 KST [Local batch simulation controller] Job LHS-000086 started. 63 more to go!
6 Jul 2026 19:33:57 KST [Local batch simulation controller] Job LHS-000087 started. 62 more to go!
6 Jul 2026 19:34:01 KST [Local batch simulation controller] Job LHS-000088 started. 61 more to go!
6 Jul 2026 19:34:03 KST [Local batch simulation controller] Job LHS-000089 started. 60 more to go!
6 Jul 2026 19:34:03 KST [Local batch simulation controller] Job LHS-000090 started. 59 more to go!
6 Jul 2026 19:34:07 KST [Local batch simulation controller] Job LHS-000091 started. 58 more to go!
6 Jul 2026 19:34:11 KST [Local batch simulation controller] Job LHS-000092 started. 57 more to go!
6 Jul 2026 19:34:13 KST [Local batch simulation controller] Job LHS-000093 started. 56 more to go!
6 Jul 2026 19:34:19 KST [Local batch simulation controller] Job LHS-000094 started. 55 more to go!
6 Jul 2026 19:34:19 KST [Local batch simulation controller] Job LHS-000095 started. 54 more to go!
6 Jul 2026 19:34:23 KST [Local batch simulation controller] Job LHS-000096 started. 53 more to go!
6 Jul 2026 19:34:23 KST [Local batch simulation controller] Job LHS-000097 started. 52 more to go!
6 Jul 2026 19:34:23 KST [Local batch simulation controller] Job LHS-000098 started. 51 more to go!
6 Jul 2026 19:34:26 KST [Local batch simulation controller] Job LHS-000099 started. 50 more to go!
6 Jul 2026 19:34:27 KST [Local batch simulation controller] Job LHS-000100 started. 49 more to go!
6 Jul 2026 19:34:27 KST [Local batch simulation controller] Job LHS-000101 started. 48 more to go!
6 Jul 2026 19:34:28 KST [Local batch simulation controller] Job LHS-000102 started. 47 more to go!
6 Jul 2026 19:34:31 KST [Local batch simulation controller] Job LHS-000103 started. 46 more to go!
6 Jul 2026 19:34:31 KST [Local batch simulation controller] Job LHS-000104 started. 45 more to go!
6 Jul 2026 19:34:32 KST [Local batch simulation controller] Job LHS-000105 started. 44 more to go!
6 Jul 2026 19:34:32 KST [Local batch simulation controller] Job LHS-000106 started. 43 more to go!
6 Jul 2026 19:34:36 KST [Local batch simulation controller] Job LHS-000107 started. 42 more to go!
6 Jul 2026 19:34:46 KST [Local batch simulation controller] Job LHS-000108 started. 41 more to go!
6 Jul 2026 19:34:46 KST [Local batch simulation controller] Job LHS-000109 started. 40 more to go!
6 Jul 2026 19:34:49 KST [Local batch simulation controller] Job LHS-000110 started. 39 more to go!
6 Jul 2026 19:34:56 KST [Local batch simulation controller] Job LHS-000111 started. 38 more to go!
6 Jul 2026 19:35:12 KST [Local batch simulation controller] Job LHS-000112 started. 37 more to go!
6 Jul 2026 19:35:38 KST [Local batch simulation controller] Job LHS-000113 started. 36 more to go!
6 Jul 2026 19:35:45 KST [Local batch simulation controller] Job LHS-000114 started. 35 more to go!
6 Jul 2026 19:35:52 KST [Local batch simulation controller] Job LHS-000115 started. 34 more to go!
6 Jul 2026 19:35:52 KST [Local batch simulation controller] Job LHS-000116 started. 33 more to go!
6 Jul 2026 19:35:54 KST [Local batch simulation controller] Job LHS-000117 started. 32 more to go!
6 Jul 2026 19:35:59 KST [Local batch simulation controller] Job LHS-000118 started. 31 more to go!
6 Jul 2026 19:35:59 KST [Local batch simulation controller] Job LHS-000119 started. 30 more to go!
6 Jul 2026 19:36:00 KST [Local batch simulation controller] Job LHS-000120 started. 29 more to go!
6 Jul 2026 19:36:05 KST [Local batch simulation controller] Job LHS-000121 started. 28 more to go!
6 Jul 2026 19:36:07 KST [Local batch simulation controller] Job LHS-000122 started. 27 more to go!
6 Jul 2026 19:36:07 KST [Local batch simulation controller] Job LHS-000123 started. 26 more to go!
6 Jul 2026 19:36:08 KST [Local batch simulation controller] Job LHS-000124 started. 25 more to go!
6 Jul 2026 19:36:10 KST [Local batch simulation controller] Job LHS-000125 started. 24 more to go!
6 Jul 2026 19:36:13 KST [Local batch simulation controller] Job LHS-000126 started. 23 more to go!
6 Jul 2026 19:36:15 KST [Local batch simulation controller] Job LHS-000127 started. 22 more to go!
6 Jul 2026 19:36:17 KST [Local batch simulation controller] Job LHS-000128 started. 21 more to go!
6 Jul 2026 19:36:21 KST [Local batch simulation controller] Job LHS-000129 started. 20 more to go!
6 Jul 2026 19:36:21 KST [Local batch simulation controller] Job LHS-000130 started. 19 more to go!
6 Jul 2026 19:36:21 KST [Local batch simulation controller] Job LHS-000131 started. 18 more to go!
6 Jul 2026 19:36:25 KST [Local batch simulation controller] Job LHS-000132 started. 17 more to go!
6 Jul 2026 19:36:30 KST [Local batch simulation controller] Job LHS-000133 started. 16 more to go!
6 Jul 2026 19:36:32 KST [Local batch simulation controller] Job LHS-000134 started. 15 more to go!
6 Jul 2026 19:36:34 KST [Local batch simulation controller] Job LHS-000135 started. 14 more to go!
6 Jul 2026 19:36:42 KST [Local batch simulation controller] Job LHS-000136 started. 13 more to go!
6 Jul 2026 19:36:42 KST [Local batch simulation controller] Job LHS-000137 started. 12 more to go!
6 Jul 2026 19:36:56 KST [Local batch simulation controller] Job LHS-000138 started. 11 more to go!
6 Jul 2026 19:36:57 KST [Local batch simulation controller] Job LHS-000139 started. 10 more to go!
6 Jul 2026 19:37:05 KST [Local batch simulation controller] Job LHS-000140 started. 9 more to go!
6 Jul 2026 19:37:11 KST [Local batch simulation controller] Job LHS-000141 started. 8 more to go!
6 Jul 2026 19:37:33 KST [Local batch simulation controller] Job LHS-000142 started. 7 more to go!
6 Jul 2026 19:37:42 KST [Local batch simulation controller] Job LHS-000143 started. 6 more to go!
6 Jul 2026 19:37:46 KST [Local batch simulation controller] Job LHS-000144 started. 5 more to go!
6 Jul 2026 19:37:48 KST [Local batch simulation controller] Job LHS-000145 started. 4 more to go!
6 Jul 2026 19:37:50 KST [Local batch simulation controller] Job LHS-000146 started. 3 more to go!
6 Jul 2026 19:37:51 KST [Local batch simulation controller] Job LHS-000147 started. 2 more to go!
6 Jul 2026 19:37:59 KST [Local batch simulation controller] Job LHS-000148 started. 1 more to go!
6 Jul 2026 19:38:02 KST [Local batch simulation controller] Job LHS-000149 started. 0 more to go!
6 Jul 2026 19:38:02 KST [Local batch simulation controller] Nearly there ...
6 Jul 2026 19:39:08 KST [Local batch simulation controller] Local batch simulation controller is FINISHED [Que=0, Run=0, Fin=150]
6 Jul 2026 19:39:08 KST [Local batch simulation controller] Local agent stopped.
6 Jul 2026 19:39:08 KST [Local batch simulation controller] Collecting results ...
6 Jul 2026 19:39:08 KST [Local batch simulation controller] Standard report collector collected 150 simulation reports in D:\1. Research\0. CONFERENCE PAPER\2026.09_ICAE2026\3. DATA_CODE\CODE\data\jEPlus-LHS\0_Test\0_LHS external test\8\RunTimes.csv
6 Jul 2026 19:39:08 KST [Local batch simulation controller] Standard report collector collected job index table in D:\1. Research\0. CONFERENCE PAPER\2026.09_ICAE2026\3. DATA_CODE\CODE\data\jEPlus-LHS\0_Test\0_LHS external test\8\SimJobIndex.csv
6 Jul 2026 19:39:10 KST [Local batch simulation controller] Combined result table AllCombinedResults.csv is created.
6 Jul 2026 19:39:10 KST [Local batch simulation controller] Derivative result table AllDerivedResults.csv is created.
6 Jul 2026 19:39:10 KST [Local batch simulation controller] All done!
6 Jul 2026 19:39:10 KST [Local batch simulation controller] Simulation finished at: Mon, 6 Jul 2026 19:39:10
6 Jul 2026 19:39:10 KST [Local batch simulation controller] Total execution time = 621 seconds.
Validating jobs. Hang on ...
Validation successful!
Validation result: pass
Warning: no report variable is defined. This project may not work with jEPlus+EA.
Jobs are compiled from 1 models and 1 weather files, with the following
Parameter Chains:
P1("@@P1_Wall_R@@") --> P2("@@P2_Roof_R@@") --> P3("@@P3_Roof_Abs@@") --> P4("@@P4_U@@¦@@P4_SHGC@@¦@@P4_VT@@") --> P5("@@P5_COP@@") --> P6("@@P6_ClgSetp@@") --> P7("@@P7_LPD@@") --> 62500 jobs
62,500 jobs have been identified in total.
Simulation work directories and results will be stored in: D:\1. Research\0. CONFERENCE PAPER\2026.09_ICAE2026\3. DATA_CODE\CODE\data\jEPlus-LHS\0_Test\0_LHS external test\9\
A LHS sample of 150 jobs has started ...
6 Jul 2026 19:40:02 KST [Local batch simulation controller] Writing job lists to D:\1. Research\0. CONFERENCE PAPER\2026.09_ICAE2026\3. DATA_CODE\CODE\data\jEPlus-LHS\joblist_out.csv
6 Jul 2026 19:40:02 KST [Local batch simulation controller] Job LHS-000000 started. 149 more to go!
6 Jul 2026 19:40:03 KST [Local batch simulation controller] Job LHS-000001 started. 148 more to go!
6 Jul 2026 19:40:04 KST [Local batch simulation controller] Job LHS-000002 started. 147 more to go!
6 Jul 2026 19:40:04 KST [Local batch simulation controller] Job LHS-000003 started. 146 more to go!
6 Jul 2026 19:40:04 KST [Local batch simulation controller] Job LHS-000004 started. 145 more to go!
6 Jul 2026 19:40:04 KST [Local batch simulation controller] Job LHS-000005 started. 144 more to go!
6 Jul 2026 19:40:04 KST [Local batch simulation controller] Job LHS-000006 started. 143 more to go!
6 Jul 2026 19:40:04 KST [Local batch simulation controller] Job LHS-000007 started. 142 more to go!
6 Jul 2026 19:40:04 KST [Local batch simulation controller] Job LHS-000008 started. 141 more to go!
6 Jul 2026 19:40:04 KST [Local batch simulation controller] Job LHS-000009 started. 140 more to go!
6 Jul 2026 19:40:04 KST [Local batch simulation controller] Job LHS-000010 started. 139 more to go!
6 Jul 2026 19:40:05 KST [Local batch simulation controller] Job LHS-000011 started. 138 more to go!
6 Jul 2026 19:40:05 KST [Local batch simulation controller] Job LHS-000012 started. 137 more to go!
6 Jul 2026 19:40:05 KST [Local batch simulation controller] Job LHS-000013 started. 136 more to go!
6 Jul 2026 19:40:05 KST [Local batch simulation controller] Job LHS-000014 started. 135 more to go!
6 Jul 2026 19:40:05 KST [Local batch simulation controller] Job LHS-000015 started. 134 more to go!
6 Jul 2026 19:40:05 KST [Local batch simulation controller] Job LHS-000016 started. 133 more to go!
6 Jul 2026 19:40:05 KST [Local batch simulation controller] Job LHS-000017 started. 132 more to go!
6 Jul 2026 19:40:05 KST [Local batch simulation controller] Job LHS-000018 started. 131 more to go!
6 Jul 2026 19:40:05 KST [Local batch simulation controller] Job LHS-000019 started. 130 more to go!
6 Jul 2026 19:40:05 KST [Local batch simulation controller] Job LHS-000020 started. 129 more to go!
6 Jul 2026 19:40:06 KST [Local batch simulation controller] Job LHS-000021 started. 128 more to go!
6 Jul 2026 19:40:06 KST [Local batch simulation controller] Job LHS-000022 started. 127 more to go!
6 Jul 2026 19:40:06 KST [Local batch simulation controller] Job LHS-000023 started. 126 more to go!
6 Jul 2026 19:40:06 KST [Local batch simulation controller] Job LHS-000024 started. 125 more to go!
6 Jul 2026 19:40:06 KST [Local batch simulation controller] Job LHS-000025 started. 124 more to go!
6 Jul 2026 19:40:06 KST [Local batch simulation controller] Job LHS-000026 started. 123 more to go!
6 Jul 2026 19:40:06 KST [Local batch simulation controller] Job LHS-000027 started. 122 more to go!
6 Jul 2026 19:41:40 KST [Local batch simulation controller] Job LHS-000028 started. 121 more to go!
6 Jul 2026 19:41:43 KST [Local batch simulation controller] Job LHS-000029 started. 120 more to go!
6 Jul 2026 19:41:47 KST [Local batch simulation controller] Job LHS-000030 started. 119 more to go!
6 Jul 2026 19:41:50 KST [Local batch simulation controller] Job LHS-000031 started. 118 more to go!
6 Jul 2026 19:41:51 KST [Local batch simulation controller] Job LHS-000032 started. 117 more to go!
6 Jul 2026 19:41:52 KST [Local batch simulation controller] Job LHS-000033 started. 116 more to go!
6 Jul 2026 19:41:53 KST [Local batch simulation controller] Job LHS-000034 started. 115 more to go!
6 Jul 2026 19:41:54 KST [Local batch simulation controller] Job LHS-000035 started. 114 more to go!
6 Jul 2026 19:41:55 KST [Local batch simulation controller] Job LHS-000036 started. 113 more to go!
6 Jul 2026 19:41:55 KST [Local batch simulation controller] Job LHS-000037 started. 112 more to go!
6 Jul 2026 19:41:56 KST [Local batch simulation controller] Job LHS-000038 started. 111 more to go!
6 Jul 2026 19:41:57 KST [Local batch simulation controller] Job LHS-000039 started. 110 more to go!
6 Jul 2026 19:41:57 KST [Local batch simulation controller] Job LHS-000040 started. 109 more to go!
6 Jul 2026 19:41:59 KST [Local batch simulation controller] Job LHS-000041 started. 108 more to go!
6 Jul 2026 19:41:59 KST [Local batch simulation controller] Job LHS-000042 started. 107 more to go!
6 Jul 2026 19:41:59 KST [Local batch simulation controller] Job LHS-000043 started. 106 more to go!
6 Jul 2026 19:41:59 KST [Local batch simulation controller] Job LHS-000044 started. 105 more to go!
6 Jul 2026 19:41:59 KST [Local batch simulation controller] Job LHS-000045 started. 104 more to go!
6 Jul 2026 19:42:02 KST [Local batch simulation controller] Job LHS-000046 started. 103 more to go!
6 Jul 2026 19:42:03 KST [Local batch simulation controller] Job LHS-000047 started. 102 more to go!
6 Jul 2026 19:42:03 KST [Local batch simulation controller] Job LHS-000048 started. 101 more to go!
6 Jul 2026 19:42:06 KST [Local batch simulation controller] Job LHS-000049 started. 100 more to go!
6 Jul 2026 19:42:07 KST [Local batch simulation controller] Job LHS-000050 started. 99 more to go!
6 Jul 2026 19:42:08 KST [Local batch simulation controller] Job LHS-000051 started. 98 more to go!
6 Jul 2026 19:42:09 KST [Local batch simulation controller] Job LHS-000052 started. 97 more to go!
6 Jul 2026 19:42:13 KST [Local batch simulation controller] Job LHS-000053 started. 96 more to go!
6 Jul 2026 19:42:14 KST [Local batch simulation controller] Job LHS-000054 started. 95 more to go!
6 Jul 2026 19:42:17 KST [Local batch simulation controller] Job LHS-000055 started. 94 more to go!
6 Jul 2026 19:43:24 KST [Local batch simulation controller] Job LHS-000056 started. 93 more to go!
6 Jul 2026 19:43:30 KST [Local batch simulation controller] Job LHS-000057 started. 92 more to go!
6 Jul 2026 19:43:31 KST [Local batch simulation controller] Job LHS-000058 started. 91 more to go!
6 Jul 2026 19:43:36 KST [Local batch simulation controller] Job LHS-000059 started. 90 more to go!
6 Jul 2026 19:43:41 KST [Local batch simulation controller] Job LHS-000060 started. 89 more to go!
6 Jul 2026 19:43:41 KST [Local batch simulation controller] Job LHS-000061 started. 88 more to go!
6 Jul 2026 19:43:43 KST [Local batch simulation controller] Job LHS-000062 started. 87 more to go!
6 Jul 2026 19:43:43 KST [Local batch simulation controller] Job LHS-000063 started. 86 more to go!
6 Jul 2026 19:43:45 KST [Local batch simulation controller] Job LHS-000064 started. 85 more to go!
6 Jul 2026 19:43:47 KST [Local batch simulation controller] Job LHS-000065 started. 84 more to go!
6 Jul 2026 19:43:51 KST [Local batch simulation controller] Job LHS-000066 started. 83 more to go!
6 Jul 2026 19:43:51 KST [Local batch simulation controller] Job LHS-000067 started. 82 more to go!
6 Jul 2026 19:43:52 KST [Local batch simulation controller] Job LHS-000068 started. 81 more to go!
6 Jul 2026 19:43:53 KST [Local batch simulation controller] Job LHS-000069 started. 80 more to go!
6 Jul 2026 19:43:54 KST [Local batch simulation controller] Job LHS-000070 started. 79 more to go!
6 Jul 2026 19:43:54 KST [Local batch simulation controller] Job LHS-000071 started. 78 more to go!
6 Jul 2026 19:43:57 KST [Local batch simulation controller] Job LHS-000072 started. 77 more to go!
6 Jul 2026 19:43:58 KST [Local batch simulation controller] Job LHS-000073 started. 76 more to go!
6 Jul 2026 19:43:58 KST [Local batch simulation controller] Job LHS-000074 started. 75 more to go!
6 Jul 2026 19:43:58 KST [Local batch simulation controller] Job LHS-000075 started. 74 more to go!
6 Jul 2026 19:43:59 KST [Local batch simulation controller] Job LHS-000076 started. 73 more to go!
6 Jul 2026 19:44:00 KST [Local batch simulation controller] Job LHS-000077 started. 72 more to go!
6 Jul 2026 19:44:02 KST [Local batch simulation controller] Job LHS-000078 started. 71 more to go!
6 Jul 2026 19:44:03 KST [Local batch simulation controller] Job LHS-000079 started. 70 more to go!
6 Jul 2026 19:44:04 KST [Local batch simulation controller] Job LHS-000080 started. 69 more to go!
6 Jul 2026 19:44:07 KST [Local batch simulation controller] Job LHS-000081 started. 68 more to go!
6 Jul 2026 19:44:11 KST [Local batch simulation controller] Job LHS-000082 started. 67 more to go!
6 Jul 2026 19:44:15 KST [Local batch simulation controller] Job LHS-000083 started. 66 more to go!
6 Jul 2026 19:45:12 KST [Local batch simulation controller] Job LHS-000084 started. 65 more to go!
6 Jul 2026 19:45:19 KST [Local batch simulation controller] Job LHS-000085 started. 64 more to go!
6 Jul 2026 19:45:25 KST [Local batch simulation controller] Job LHS-000086 started. 63 more to go!
6 Jul 2026 19:45:27 KST [Local batch simulation controller] Job LHS-000087 started. 62 more to go!
6 Jul 2026 19:45:30 KST [Local batch simulation controller] Job LHS-000088 started. 61 more to go!
6 Jul 2026 19:45:30 KST [Local batch simulation controller] Job LHS-000089 started. 60 more to go!
6 Jul 2026 19:45:34 KST [Local batch simulation controller] Job LHS-000090 started. 59 more to go!
6 Jul 2026 19:45:36 KST [Local batch simulation controller] Job LHS-000091 started. 58 more to go!
6 Jul 2026 19:45:37 KST [Local batch simulation controller] Job LHS-000092 started. 57 more to go!
6 Jul 2026 19:45:40 KST [Local batch simulation controller] Job LHS-000093 started. 56 more to go!
6 Jul 2026 19:45:42 KST [Local batch simulation controller] Job LHS-000094 started. 55 more to go!
6 Jul 2026 19:45:45 KST [Local batch simulation controller] Job LHS-000095 started. 54 more to go!
6 Jul 2026 19:45:45 KST [Local batch simulation controller] Job LHS-000096 started. 53 more to go!
6 Jul 2026 19:45:47 KST [Local batch simulation controller] Job LHS-000097 started. 52 more to go!
6 Jul 2026 19:45:51 KST [Local batch simulation controller] Job LHS-000098 started. 51 more to go!
6 Jul 2026 19:45:52 KST [Local batch simulation controller] Job LHS-000099 started. 50 more to go!
6 Jul 2026 19:45:52 KST [Local batch simulation controller] Job LHS-000100 started. 49 more to go!
6 Jul 2026 19:45:54 KST [Local batch simulation controller] Job LHS-000101 started. 48 more to go!
6 Jul 2026 19:45:57 KST [Local batch simulation controller] Job LHS-000102 started. 47 more to go!
6 Jul 2026 19:45:58 KST [Local batch simulation controller] Job LHS-000103 started. 46 more to go!
6 Jul 2026 19:45:58 KST [Local batch simulation controller] Job LHS-000104 started. 45 more to go!
6 Jul 2026 19:45:58 KST [Local batch simulation controller] Job LHS-000105 started. 44 more to go!
6 Jul 2026 19:45:58 KST [Local batch simulation controller] Job LHS-000106 started. 43 more to go!
6 Jul 2026 19:46:10 KST [Local batch simulation controller] Job LHS-000107 started. 42 more to go!
6 Jul 2026 19:46:13 KST [Local batch simulation controller] Job LHS-000108 started. 41 more to go!
6 Jul 2026 19:46:14 KST [Local batch simulation controller] Job LHS-000109 started. 40 more to go!
6 Jul 2026 19:46:15 KST [Local batch simulation controller] Job LHS-000110 started. 39 more to go!
6 Jul 2026 19:46:21 KST [Local batch simulation controller] Job LHS-000111 started. 38 more to go!
6 Jul 2026 19:46:55 KST [Local batch simulation controller] Job LHS-000112 started. 37 more to go!
6 Jul 2026 19:47:17 KST [Local batch simulation controller] Job LHS-000113 started. 36 more to go!
6 Jul 2026 19:47:18 KST [Local batch simulation controller] Job LHS-000114 started. 35 more to go!
6 Jul 2026 19:47:20 KST [Local batch simulation controller] Job LHS-000115 started. 34 more to go!
6 Jul 2026 19:47:24 KST [Local batch simulation controller] Job LHS-000116 started. 33 more to go!
6 Jul 2026 19:47:25 KST [Local batch simulation controller] Job LHS-000117 started. 32 more to go!
6 Jul 2026 19:47:30 KST [Local batch simulation controller] Job LHS-000118 started. 31 more to go!
6 Jul 2026 19:47:31 KST [Local batch simulation controller] Job LHS-000119 started. 30 more to go!
6 Jul 2026 19:47:32 KST [Local batch simulation controller] Job LHS-000120 started. 29 more to go!
6 Jul 2026 19:47:34 KST [Local batch simulation controller] Job LHS-000121 started. 28 more to go!
6 Jul 2026 19:47:37 KST [Local batch simulation controller] Job LHS-000122 started. 27 more to go!
6 Jul 2026 19:47:39 KST [Local batch simulation controller] Job LHS-000123 started. 26 more to go!
6 Jul 2026 19:47:41 KST [Local batch simulation controller] Job LHS-000124 started. 25 more to go!
6 Jul 2026 19:47:41 KST [Local batch simulation controller] Job LHS-000125 started. 24 more to go!
6 Jul 2026 19:47:44 KST [Local batch simulation controller] Job LHS-000126 started. 23 more to go!
6 Jul 2026 19:47:46 KST [Local batch simulation controller] Job LHS-000127 started. 22 more to go!
6 Jul 2026 19:47:46 KST [Local batch simulation controller] Job LHS-000128 started. 21 more to go!
6 Jul 2026 19:47:46 KST [Local batch simulation controller] Job LHS-000129 started. 20 more to go!
6 Jul 2026 19:47:47 KST [Local batch simulation controller] Job LHS-000130 started. 19 more to go!
6 Jul 2026 19:47:48 KST [Local batch simulation controller] Job LHS-000131 started. 18 more to go!
6 Jul 2026 19:47:51 KST [Local batch simulation controller] Job LHS-000132 started. 17 more to go!
6 Jul 2026 19:47:51 KST [Local batch simulation controller] Job LHS-000133 started. 16 more to go!
6 Jul 2026 19:48:04 KST [Local batch simulation controller] Job LHS-000134 started. 15 more to go!
6 Jul 2026 19:48:04 KST [Local batch simulation controller] Job LHS-000135 started. 14 more to go!
6 Jul 2026 19:48:10 KST [Local batch simulation controller] Job LHS-000136 started. 13 more to go!
6 Jul 2026 19:48:12 KST [Local batch simulation controller] Job LHS-000137 started. 12 more to go!
6 Jul 2026 19:48:18 KST [Local batch simulation controller] Job LHS-000138 started. 11 more to go!
6 Jul 2026 19:48:21 KST [Local batch simulation controller] Job LHS-000139 started. 10 more to go!
6 Jul 2026 19:49:02 KST [Local batch simulation controller] Job LHS-000140 started. 9 more to go!
6 Jul 2026 19:49:03 KST [Local batch simulation controller] Job LHS-000141 started. 8 more to go!
6 Jul 2026 19:49:05 KST [Local batch simulation controller] Job LHS-000142 started. 7 more to go!
6 Jul 2026 19:49:09 KST [Local batch simulation controller] Job LHS-000143 started. 6 more to go!
6 Jul 2026 19:49:18 KST [Local batch simulation controller] Job LHS-000144 started. 5 more to go!
6 Jul 2026 19:49:22 KST [Local batch simulation controller] Job LHS-000145 started. 4 more to go!
6 Jul 2026 19:49:25 KST [Local batch simulation controller] Job LHS-000146 started. 3 more to go!
6 Jul 2026 19:49:29 KST [Local batch simulation controller] Job LHS-000147 started. 2 more to go!
6 Jul 2026 19:49:31 KST [Local batch simulation controller] Job LHS-000148 started. 1 more to go!
6 Jul 2026 19:49:36 KST [Local batch simulation controller] Job LHS-000149 started. 0 more to go!
6 Jul 2026 19:49:36 KST [Local batch simulation controller] Nearly there ...
6 Jul 2026 19:50:39 KST [Local batch simulation controller] Local batch simulation controller is FINISHED [Que=0, Run=0, Fin=150]
6 Jul 2026 19:50:39 KST [Local batch simulation controller] Local agent stopped.
6 Jul 2026 19:50:39 KST [Local batch simulation controller] Collecting results ...
6 Jul 2026 19:50:39 KST [Local batch simulation controller] Standard report collector collected 150 simulation reports in D:\1. Research\0. CONFERENCE PAPER\2026.09_ICAE2026\3. DATA_CODE\CODE\data\jEPlus-LHS\0_Test\0_LHS external test\9\RunTimes.csv
6 Jul 2026 19:50:39 KST [Local batch simulation controller] Standard report collector collected job index table in D:\1. Research\0. CONFERENCE PAPER\2026.09_ICAE2026\3. DATA_CODE\CODE\data\jEPlus-LHS\0_Test\0_LHS external test\9\SimJobIndex.csv
6 Jul 2026 19:50:41 KST [Local batch simulation controller] Combined result table AllCombinedResults.csv is created.
6 Jul 2026 19:50:41 KST [Local batch simulation controller] Derivative result table AllDerivedResults.csv is created.
6 Jul 2026 19:50:41 KST [Local batch simulation controller] All done!
6 Jul 2026 19:50:41 KST [Local batch simulation controller] Simulation finished at: Mon, 6 Jul 2026 19:50:41
6 Jul 2026 19:50:41 KST [Local batch simulation controller] Total execution time = 638 seconds.